## World, sorted Country and City
Draft 2.0 S
|  | still under construction |  | 1600 Waste to Energy-facilities in the World |  |  | Afvalverbranding wereldwijd |  |  | Disclaimer: The Composer of this document is not responsible for, and expressly disclaims all liability for, damages of any kind arising out of use, reference to, or reliance on any information contained within the site. While the information contained within the site is periodically updated, no guarantee is given that the information provided in this website is correct, complete, and up-to-date. Although this file may include links providing direct access to other Internet resources, including websites, the Composer is not responsible for the accuracy or content of information contained in these sites.
1600 クリーンセンター世界中
C. Coenrady
|  | Netherlands |  |  | January 02, 2013
..
No. | Country | City | Zipcode | Address of the Plant | Local name of the Plant | Primary Service Area or State Name | Website | Hyperlink Google Maps (and Streetview) | Number of Streams | Total plant throughput [Mg/day] | Plant throughput [Mg/year] | Energy capacity |  |  |  | Energy Effiency according Annex II Directive 2008/98/EC | Start-up, (newest line or retrofit) | Flue-gas cleaning | Current information on emissions | Parameter Total dust range, (yearly average) | Parameter SO2 range, (yearly average) | Parameter NOx range, (yearly average) | Parameter CO range, (yearly average) | Parameter CxHy (TOC) range, (yearly average) | Parameter HCL range, (yearly average) | Parameter HF | Parameter Heavy Metals (Sb+As+Pb+Cr+ Co+Cu+Mn+Ni+V) | Parameter Cd+Tl | Parameter Hg | Parameter PCDD/F
Nr | Land | Standort | Postleitzahl | Adresse der Anlage | Übliche Name der Anlage | Einzugsgebiet, Name der Region | Webseite | Hyperlink Google Maps | Anzahl Linien | Durchsatz pro Tag (Gesamtanlage) | Durchsatz pro Jahr | Energische Leistung |  |  |  |  | Inbetriebsetzung | Rauchgasreinigung | Aktuelle Informationen über Emissionen | Gesamtstaub | Schwefeldioxid | Stickstoffdioxid | Kohlenmonoxid | Gesamtkohlenstoff | Chlorwasserstoff | Fluorwasserstoff | Schwermetalle | Cadmium und Thallium | Quecksilber | Dioxine und Furane
N° | Pays | Cité | Code Postal | Adresse de l'usine | Nom local d'usine | Région de service | Site Internet | Lien hypertexte sur Google Maps | Nombre de lignes | Capacité par jour | Capacité par année | Puissance energie |  |  |  |  | Mise en service | L'épuration des fumées | L'information actuelle sur les émissions | Poussière totale | Dioxyde de soufre | Oxyde d'azote (NOx) | Monoxyde de carbone | Carbone organique total | Chlorure d'hydrogène | Fluorure d'hydrogène | De métaux lourds |  | Mercure (Hg) | Dioxines et furannes
N. | Paese | Città | Codice Postale | Indirizzo dell'impianto | Impianto | Regione | Sito Internet | Collegamento ipertestuale su Google Maps | Numero linee | Capacità all'jour | Capacità all'anno | Potenza energie |  |  |  |  | Messa in servizio | Depurazione dei fumi | Informazioni aggiornate sulle emissioni | Polveri Totali | Ossidi di zolfo | Ossidi di azoto (NOx) | Monossido di carbonio | Carbonio organico totale | Acido cloridrico | Acido fluoridrico | Metali Pesanti | Cadmio e Tallio | Mercurio | Diossine e furani
| 国家 | 城市 |  | 興建地點 | 焚化廠名稱 |  | 本廠網址 | 中粘贴链接(Google Maps) | 焚化爐數 | 設計處理量(公噸/日) | 設計處理量 | [5 empty] | 營運日期 |  |  | 總懸浮微粒 | 二氧化硫 | 氮氧化物 | 一氧化碳 | 总有机碳量 | 氯化氫 |  |  |  | 汞 | 戴奧辛檢測 | CN
| 国家 | 組合名 | 郵便番号 | 住所 | 施設名 | 都道府県名 | ウェブサイト | 用リンク(Google Maps) |  | 処理能力 | 処理能力 | エネルギー生産量 |  | 売電量 | 熱供給量 |  | 稼働開始 |  |  | ばいじん濃度 | 硫黄酸化物濃度 | 窒素酸化物濃度 | 一酸化炭素濃度 | 全有機炭素 | 塩化水素濃度 |  |  |  | 水銀 | ダイオキシン類濃 | JP
| 국가 | 도시 |  | 소 재 지 | 시설명 |  | 웹 사이트 | 하이퍼 링크를 |  | 시설용량 , 톤/일 | 시설용량 | [8 empty] | 입자상물질 | 황산화물 | 질소산화물 | 일산화탄소 | 총 유기 탄소 | 염화수소 |  |  |  | 수은 | 다이옥신 | KR
Nr. | Land | Stad | Postcode | Adres installatie | Gebruikelijke naam installatie | Verzorgingsgebied afvalverwerking of Naam van de Regio | Website | Hyperlink Google Maps | Aantal lijnen | Afvaldoorzet per dag (totale installatie) | Afvaldoorzet per jaar | Energieopbrengst |  |  |  |  | Inbedrijfname | Uitvoering rookgasreiniging | Actuele informatie over emissies | Totaal stof | Zwaveldioxide | Stikstofoxiden | Koolmonoxide | Onverbrande koolwaterstoffen | Zoutzuur | Waterstoffluoride | Som zware metalen | Cadmium en Thallium | Kwik | Dioxinen en furanen
[11 empty] | ≥ 8000 hours/year | Boiler | Electricity, turbine | Electricity export | Heat export |  |  |  |  | mg / m3 | mg / m3 | mg / m³ | mg / m³ | mg / m³ | mg / m³ | mg / m³ | mg / m3 | mg / m³ | mg / m3 | ng TEQ/m3
[13 empty] | MWe | MWhe/y | MWhth/y
1 | AD | Andorra la Vella | AD500 | Carretera de la Comella | Centre de Tractament de Residus d'Andorra, s.a. | Andorra | http://www.ctra.ad | CTRA Andorra | 1 | 133 | 40000 |  |  | 27000 |  |  | 2007 | SNCR, Dry absorber, Bagfilter | Annual report 2010 | 0.07 -- 2,82 (0,52) | 12--28 (17) | 62--127 (107) | 4--13 (8) | 0,1--1 (0,5) | 1,6--6,5 (3,5) | <0,092 | 0.02394 | <0,00569 | <0,00464 | 0.01201
2 | AT | Arnoldstein | 9601 | Industriestraße 25 | Kärntner Restmüllverwertungs GmbH (KRV) | Kärnten | http://www.krv.co.at | KRV | 1 | 260 | 96000 | 29 |  |  |  |  | 2004 | Semi dry scrubber, bagfilter, SCR | Annual report 2010
3 | AT | Graz | 8712 | Proleber-Straße 10 | Thermische Reststoffverwertungsanlage Niklasdorf | Steiermark | http://www.e-steiermark.com | Niklasdorf | 1 | 300.3003 | 100000 |  | 7.5 |  |  |  | 2003 | Bagfilter, wet scrubber SCR
4 | AT | Lenzig | 4860 | Werkstraße 2 | Reststoffverwertungsanlage Lenzing (RVL) | Oberösterreich | http://www.ave.at | RVL Lenzing | 1 | 900.9009 | 300000 |  |  |  | Yes |  | 1999
5 | AT | Linz | 4020 | Nebingerstrasse 1 | Reststoff-Heizkraftwerk der LINZ AG | Oberösterreich, Stadt Linz | http://www.linz.at/ | RHKW LINZ | 1 | 600 | 200000 |  | 17 |  | 35 |  | 2011 | Dry, Wet, SCR
6 | AT | Pitten | 2823 | Aspanger Straße 252 | Hamburger GmbH Pitten | Niederösterreich |  | MVA Pitten | 1 | 135 | 45000 | [5 empty] | planned
7 | AT | Wels | 4600 | Mitterhoferstraße 100 | WAV I | Oberösterreich | http://www.ave.at | WAV Wels I +II | 1 | 225 | 75000 | 28.7 |  | 50000 | Yes |  | 1995 | Electrofilter, Wet scrubber, SCR | Weekly report
8 | AT | Wels | 4600 | Mitterhoferstraße 100 | WAV II | Oberösterreich | http://www.ave.at | WAV Wels I+ II | 1 | 690 | 230000 | 80 |  | 125000 | Yes |  | 2005
9 | AT | Wien (Vienna) | 1090 | Spittelauer Lände 45 | Wien (Spittelau) | Wien | http://www.wienenergie.at | Spittelau | 2 | 800 | 275000 | 76 |  |  |  |  | 1971
10 | AT | Wien (Vienna) | 1160 | Flötzersteig 12 | MVA Flötzersteig | Wien | http://www.wienenergie.at | Flötzersteig | 3 | 600 | 200000 | 46 |  |  |  |  | 1990
11 | AT | Wien (Vienna) | 1110 | 11. Haidequerstraße 6 | Werk Simmeringer Haide | Wien | http://www.wienenergie.at | Simmeringer Haide | 1 | 240 | 82800 | 23 |  |  |  |  | 1991
12 | AT | Wien (Vienna) | 1110 | Johann-Petrak-Gasse 7 | MVA Pfaffenau | Wien | http://www.wku.at | MVA Pfaffenau | 2 | 725 | 250000 |  | 14 |  | yes |  | 2008 | Electrofilter, Wet scrubber, SCR
13 | AT | Zistersdorf | 2225 | Am Ziegelwerk 2 | A•S•A• Abfall Service Zistersdorf GmbH | Niederösterreich | http://www.asa-group.com | ASA Zistersdorf | 1 | 405.4054 | 135000 |  | 14 |  |  |  |  | Dry,FF, SCR
14 | AT | Zwentendorf | 3435 | AVN-Straße | Thermische Abfallverwertungsanlage Zwentendorf/Dürnrohr | Niederösterreich | http://www.evn-abfallverwertung.at | EVN Zwentendorf | 3 | 1575 | 525000 | 210 |  |  |  |  | 2010 |  | Daily report
15 | AU | Pilbara, WA |  | Boodarie Industrial Estate | Pilbara Waste to Energy Plant | Western Australia | http://www.newenergycorp.com.au |  | 1 | 390.3904 | 130000 | [5 empty] | planned
16 | AZ | Baku, Balakhani |  | (near) Binagadi Balakhani Highway | Balakhani Waste-to-Energy Plant | Baku City | http://www.tamizshahar.az | Baku WTE | 2 | 1501.5015 | 500000 | [5 empty] | Under construction | SNCR, SD, FF
17 | BE | Antwerpen | 2030 | Poldervlietweg 5 Haven 550 | Indaver Antwerpen (Industrial and Hazardous Waste) | Vlaanderen | http://www.indaver.be | Indaver Antwerpen | 2 | 336 | 112000 | [6 empty] | SD, FF, SCR ? | Annual report
18 | BE | Brugge | 8000 | Pathoekeweg 41 | IVBO | Vlaanderen, Regio Brugge | http://www.ivbo.be | IVBO Brugge | 3 | 648 | 223560 |  | 4.2 |  |  |  | 1981 | Wet, FF, SCR
19 | BE | Brussel / Bruxelles, (Neder-Over-Heembeek) | 1000 | Leon Monnoyer Kaai 8 / Quai Leon Monnoyer 8 | L’incinérateur de Neder-Over-Heembeek | Brussel / Bruxelles | http://www.bruxelles-proprete.be | Bruxelles-Energie | 3 | 1545 | 515000 | 161 |  |  |  |  | 1999 | Wet
20 | BE | Doel | 9130 | Haven 1940, Molenweg | Indaver Doel (Beveren) | Vlaanderen | http://www.indaver.be | Indaver Doel Beveren | 3 | 1200 | 401636 | [6 empty] | SNCR, SD, FF, Wet | Annual report
21 | BE | Eeklo | 9900 | Sint-Laureinsesteenweg | IVM ov Balgerhoeke | Vlaanderen, Meetjesland | http://www.ivmafvalbeheer.be | IVM Balgerhoeke | 2 | 300 | 100000 |  | 7 |  |  |  | 2004 | ESP, SD, FF, SCR
22 | BE | Gent | 9000 | Proeftuinstraat 43 | IVAGO, gvba | Vlaanderen, Gent, Destelbergen | http://www.ivago.be | IVAGO Gent | 2 | 288 | 100000 |  | 4.2 |  |  |  | 2004 | SD, FF, Wet, SCR | Annual report, dioxin report every 500 h | ave 0,95 | ave 10,82 | ave 72 | ave 5 | ave 0,5 | ave 0,3 |  |  |  |  | 0,001--0,02
23 | BE | Harelbeke | 8530 | Kortrijksesteenweg 264 | IMOG Harelbeke | Vlaanderen, zuidwest | http://www.imog.be | IMOG Harelbeke | 2 | 195 | 67870 | [5 empty] | 2000 | ESP,Wet, FF, SCR
24 | BE | Herstal | 4040 | Rue Pré Wingi 904 | Intradel Herstal | Wallonie, Région Liégeoise | http://www.uvelia.be | Intradel Herstal | 2 | 1008 | 320000 | [5 empty] | 2009 | ESP, SCR, FF
25 | BE | Houthalen-Helchteren | 3530 | De Rooten, Centrum Zuid 2098 | Bionerga | Vlaanderen, provincie Limburg | http://www.bionerga.be | Bionerga | 1 | 270 | 100000 | [5 empty] | 1995 | ESP, SD, SCR | Weekly report
26 | BE | Oostende | 8400 | Klokhofstraat 2 | IVOO | Vlaanderen, Oostende en Ommeland | http://www.ivoo.be | IVOO Oostende | 2 | 240 | 65000 | [5 empty] | 1998 | ESP, SD,SCR
27 | BE | Pont-de-Loup | 6250 | Lieu dit Port de la Praye 1 | ICDI Charleroy | Wallonie, Région de Charleroi | http://icdi.be | ICDI Charleroi | 3 | 540 | 180000 | [6 empty] | NO INFO
28 | BE | Roeselare | 8800 | Oostnieuwkerksesteenweg 121 | MIROM Roeselare | Vlaanderen, Roeselare en Menen | http://www.mirom.be | MIROM | 2 | 192 | 62000 |  | 3.1 |  |  |  | 1998 | ESP, FF, SCR | Info website
29 | BE | Sint-Niklaas | 9100 | Vlyminckshoek 12 | Intercomm. Huisvuilverwerking Midden-Waasland C.V | Vlaanderen, Regio Midden-Waasland | www.mi-wa.be |  | 0 | 0 | 0 | [5 empty] | closed
30 | BE | Thumaide | 7971 | Rue Rubinfosse | Centre de valorisation des déchets de Thumaide | Wallonie, Région Wallonie Picarde | http://www.ipalle.be | IPALLE, Thumaide | 4 | 931 | 322000 | 75 |  |  |  |  | 2001 | SNCR, FF, Wet
31 | BE | Virginal | 1460 | Rue de Tubize 16 | UVE Virginal | Wallonie, Région Brabant Wallon | http://www.ibw.be | IBW | 2 | 348.3483 | 116000 | [6 empty] | ESP, SD, FF, SCR
32 | BE | Westkappelle | 8300 | Sluisstraat 82 | Dalkia N.V., HVVI Knokke-Heist | Vlaanderen, Knokke Heist | http://www.dalkia.be | Dalkia Knokke-Heist | 2 | 120 | 37000 | [5 empty] | 1995 | SD, FF
33 | BE | Wilrijk | 2610 | Boomsesteenweg 1000 | ISVAG | Vlaanderen, Antwerpen, Moortsel | http://www.isvag.be | ISVAG Wilrijk | 2 | 432 | 135000 | [5 empty] | 1995 | ESP, SD, FF, Wet | Annual and daily report
34 | BM | Bermuda |  | Palmetto Road | Tynes Bay Waste Treatment Facility |  | http://www.rossgo.com | Tynes Bay Bermuda | 2 | 240 | 80000 | [5 empty] | 1994 | ESP
35 | BR | São Paulo-Ponte Pequena |  |  | NO INFO |  |  |  | 2 | 300 | 103500 |  | 18 |  |  |  | 1959
36 | BR | São Paulo-Vergueiro * |  |  | NO INFO |  |  |  | 2 | 300 | 103500 |  | 18 |  |  |  | 1967
37 | CA | Brampton, Ont |  |  | KMS Peel (APEFW) | Ontario, Mississauga, Brampton. Town of Caledon | http://www.algonquinpower.com |  | 1 | 450 | 130000 |  | 9.3 |  |  |  |  | Dry, FF | None
38 | CA | Burnaby, BC | V3N 4V3 | 5150 Riverbend Dr | Cavanta Burnaby WtE | British Columbia, Greater Vancouver | http://www.covantaenergy.com | Covanta Burnaby BC | 3 | 770 | 260000 | 58 |  |  |  |  | 2006 | Dry, FF
39 | CA | Charlottetown, PEI | C1A 9M2 | 40 Riverside Dr. | PEI District Energy Heating | Prince Edward Island | http://www.gov.pe.ca | PEI | 3 | 100 | 35000 |  | 1.2 |  | 33 |  | 1983 | Dry, AC, FF
40 | CA | Durham, ONT |  | Osbourne Road | Cavanta Durham York Energy Centre (DYEC) | Ontario | http://www.durhamyorkwaste.ca/ | Covanta Durham York WTE | 2 | 436 | 140000 | 25 |  |  |  |  | 2014 | Dry, AC, FF
41 | CA | Quebec, Que | G1J 3V9 | 1210, boulevard Montmorency | TIRU Canada | Ville de Quebec | http://www.tiru.fr | TIRU Quebec | 4 | 960 | 280000 |  |  |  | 225000 |  | 1974 |  | http://www.incinerateur.qc.ca
42 | CA | Vancouver, BC |  |  |  | British Columbia, Greater Vancouver |  |  | 0 | 0 | 0 | [5 empty] | planned
43 | CH | Aire –La-Ville | 1288 | Route de Verbois 40 | SIG Les Cheneviers | Kanton Genève | http://www.sig-ge.ch | SIG Les Cheneviers | 2 | 696.0931 | 231799 | [5 empty] | 1993 |  | Annual report 2010
44 | CH | Basel | 4056 | Hagenaustrasse 40 | Kehrichtverwertungsanlage Basel | Basel, Lörrach, GAF, KELSAG | http://www.iwb.ch/ | KVA Basel | 2 | 672 | 190000 |  | 17 |  |  |  | 1998 | Electrofilter, wet scrubber, SCR | Annual report 2010
45 | CH | Bazenheid | 9602 | Zwizachstrasse 27 | KVA Bazenheid | Kanton Sankt Gallen | http://www.zab.ch | KVA Bazenheid | 3 | 346.5526 | 115402 | [5 empty] | 1984 | SNCR, ESP, WET | None
46 | CH | Bern | 3008 | Warmbächliweg 2 | KVA Bern | Bern | http://www.ewb.ch | KVA Bern | 2 | 360 | 120000 | [5 empty] | 1975
47 | CH | Biel-Bienne | 2503 | Portstrasse 40 | KVA Biel MÜVE | Bern | http://www.mueve.ch/ | KVA Biel Müve | 1 | 118 | 39333.3294 | [5 empty] | 1991
48 | CH | Brig-Gils | 3900 | Kiesweg 1, Gamsen | KVA Oberwallis | Wallis | http://www.abfall-oberwallis.ch | KVA Oberwallis | 1 | 120 | 39999.996 | [5 empty] | 1998
49 | CH | Buchs, AG * | 5033 | Im Lostorf 11 | KVA Buchs AG | Aargau | http://www.kva-buchs.ch | KVA Buchs | 2 | 367 | 120000 |  | 11 | 45000 | 70154 |  | 1994 | ESP, WET, SCR | None
50 | CH | Buchs, SG | 9470 | Langäulistrasse 24 | KVA Buchs SG | Aargau |  | KVA Buchs SG | 1 | 201 | 69345 |  | 23 |  |  |  | 1982
51 | CH | Colombier | 2013 | Cottendart | Vadec, S.A.I.O.D. | Jura | http://www.vadec.ch/ | SAIOD | 2 | 178 | 59333.3274 | [5 empty] | 1991 |  | None
52 | CH | Dietikon | 8953 | Reservatstrasse 5 | KVA Limmattal, Limeco Dietikon | Zürich | http://www.limeco.ch/ | KVA Limmattal | 2 | 240 | 80000 |  | 9.6 |  | 12 |  | 1998 | ESP, Wet, SNCR
53 | CH | Emmenbrücke | 6020 | Reusseggstrasse 15 | KVA Luzern | Luzern | http://www.kva-luzern.ch/ | KVA Luzern | 3 | 240 | 79999.992 | [5 empty] | 1999
54 | CH | Fribourg-Posieux | 1725 | Rte de Châtillon 70 | SAIDEF | Fribourg | http://www.saidef.ch | SAIDEF | 1 | 384 | 132480 |  | 39 |  |  |  | 2001 | ESP, WET, SCR | None
55 | CH | Giubiasco | 6512 | Strada dell'Argine 5 | ICTR Giubiasco | Tessin, Ticino | http://www.aziendarifiuti.ch | ICTR Giubiasco | 2 | 644 | 222180 |  | 67 |  |  |  | 2008 | ESP, WET, SCR
56 | CH | Hinwil | 8340 | Wildbachstrasse 2 | Kehrichtverwertung Zürcher Oberland (KEZO) | Zürich | http://www.kezo.ch/ | KEZO | 3 | 572 | 200000 | [5 empty] | 1996
57 | CH | Horgen | 8810 | Zugerstrasse 165 | Abfallverwertung im Bezirk Horgen | Zürich | http://www.kvahorgen.ch | KVA Horgen | 2 | 192 | 60000 | [5 empty] | 1993 | ESP,WET,SCR | None
58 | CH | La Chaux-de-Fonds | 2300 | Rue de l'Industrie 39 | UIOM La Chaux-de-Fonds, Vadec, Cridor | Jura | http://www.vadec.ch/ | CRIDOR | 1 | 207 | 71415 |  | 22 |  |  |  | 1994 | ESP,WET,SCR | None
59 | CH | Lausanne | 1005 | Rue du Vallon 35 | Centre TRIDEL | Vaud | http://www.tridel.ch | Centre Tridel Lausanne | 2 | 468.4685 | 156000 |  | 20 |  |  |  | 2006 | ESP. WET, SCR | Annual report
60 | CH | Monthey | 1870 | Route Boeuferrant Nord 16 | UIOM Monthey | Wallis | http://www.satom-monthey.ch | UIOM Monthey | 2 | 504 | 168000 | [5 empty] | 2003 | ESP, WET, SCR | Report 2007 | ave < 0,5 | ave 24 | 73 | 10 | 0.5 | 1 |  | NO INFO | NO INFO | NO INFO | NO INFO
61 | CH | Niederurnen | 8867 | Im Fennen 1a | KVA Linthgebiet | Glarus, Linthgebiet | http://www.kva-linthgebiet.ch/ | KVA Linthgebiet | 2 | 336 | 105000 |  | 26 |  |  |  | 2001 | ESP, WET, SCR | Report 2008
62 | CH | Oftringen | 4665 | Alte Strasse 40 | KVA Oftringen | Aargau | http://www.erzo.ch | KVA Oftringen | 1 | 192 | 64000 | [5 empty] | 1992
63 | CH | St. Gallen | 9014 | Rechenwaldstrasse 30 | KVA St. Gallen | Sankt Gallen | http://www.vtvostschweiz.ch/ | KVA St.Gallen | 2 | 250 | 86250 |  | 27 |  |  |  | 1987
64 | CH | Thun | 3600 | Allmendstrasse 166 | KVA Thun | Bern | http://www.avag.ch | KVA Thun | 1 | 313 | 100000 |  | 12 |  | 25 | 0,68--0,98 | 2004 | ESP, WET, SCR, FF
65 | CH | Turgi | 5300 | Landstrasse 4 | KVA Turgi | Ostaargau | http://www.kvaturgi.ch | KVA Turgi | 2 | 340 | 115000 |  | 13 |  | 25 |  | 1996 | ESP, WET, SCR | Annual report 2010
66 | CH | Untervaz | 7201 | Untervaz-Bahnhof | KVA Trimmis | Graubünden | http://www.vtvostschweiz.ch/ | KVA Trimmis | 1 | 201 | 69345 |  | 21 |  |  |  | 1990
67 | CH | Uvrier | 1958 | Promenade des Berges 10 | UIOM Uvrier | Wallis | http://www.utovs.ch/ | UIOM Uvrier | 2 | 180 | 60000 | [5 empty] | 1976
68 | CH | Weinfelden | 8570 | Rüteliholzstrasse 5 | KVA Thurgau | Thurgau | http://www.kvatg.ch/ | KVA Thurgau | 2 | 384 | 132480 |  | 55 |  |  |  | 1996
69 | CH | Winterthur | 8404 | Scheideggstrasse 50 | KVA Winterthur | Zürich | http://stadtwerk.winterthur.ch | KVA Winterthur | 2 | 600 | 200000 | [5 empty] | 1994
70 | CH | Zuchwil | 4528 | Emmenspitz | KVA Emmenspitz Zuchwil | Solothurn | http://www.kebag.ch/ | Emmenspitz | 4 | 984 | 327999.9672 | [5 empty] | 2002 | SNCR, ESP, Wet | Annual report 2010
71 | CH | Zürich-Hagenholz | 8050 | Hagenholzstrasse 110 | KVA Hagenholz (ERZ Entsorgung + Recycling Zürich) | Zürich | http://www.z-a-v.ch | ERZ Hagenholzstrasse | 2 | 720 | 240000 |  | 17 |  |  |  | 2010
72 | CH | Zürich-Josefstrasse | 8005 | Josefstrasse 205 | KVA Jozefstrasse (ERZ Entsorgung + Recycling Zürich) | Zürich | http://www.fernwaerme-zuerich.ch | ERZ Josefstrasse | 2 | 655 | 110000 | [5 empty] | 1995 | ESP, Wet, SCR
73 | CN | Anqing City, Daguan District, Shankou Town |  |  | Anqing Wanneng Zhongke Green Power | Anhui |  |  | 2 | 1000 | 333333 |  | 24 |  |  |  | under construction
74 | CN | Baoding City, Dahoucun |  | near Baoxin highway | Baoding Waste to Energy Project | Hebei |  | Baoding WTE | 2 | 1200 | 400000 |  | 24 |  |  |  | 2010 | SD, FF
75 | CN | Baotou City |  |  | China BOQI, Baotou waste incineration project | Inner Mongolia | http://www.chinaboqi.com |  | 3 | 1350 | 449999.955 |  | 36 |  |  |  | 2010
76 | CN | Beijing, Chaoyang |  |  | Beijing Gao-an-tun waste to energy plant | Beijing |  |  | 2 | 1600 | 533333.28 |  | 30
77 | CN | Beijing, Mentougou district |  |  | Beijing Lujiashan incinerator | Beijing |  |  | 4 | 3000 | 1000000
78 | CN | Beijing, Shijingshan |  |  | Beijing Shougang | Beijing |  |  | 4 | 3000 | 1000000 | [5 empty] | 2012
79 | CN | Binhai New Area |  |  | Nangang Textile Industrial Park | Tianjin |  |  | 2 | 1000 | 333000 |  | 15 | 86460 |  |  | under construction
80 | CN | Binjiang |  |  | Binjiang Waste to Energy | Hangzhou |  |  | 3 | 450 | 155250 |  | 39 |  |  |  | 2004
81 | CN | Cangzhou |  |  | Chongqing Luneng Environment Industry Co | Hebei |  |  | 2 | 800 | 266666 | [5 empty] | Under construction
82 | CN | Changzhou |  |  | China Everbright Int. | Jiangsu | http://www.ebchinaintl.com/e/business_energy.php |  | 2 | 800 | 266666 |  | 12 |  |  |  | 2008 | SD, FF
83 | CN | Changshu |  |  | Changshu Pufa Thermoelectric Energy | Jiangsu |  |  | 2 | 660 | 219999.978 |  | 11 |  |  |  | 2006 | SD,FF
84 | CN | Chengdu |  | 124 Ming Zhu Lu, Long Quan Yi Qu | Chengdu WTE | Sichuan | http://www.covantaenergy.com | Chengdu WTE | 3 | 1200 | 400000 |  | 36 | 117343 |  |  | 2007
85 | CN | Chengxiang Town, Anxi County |  |  | C&G Anxi-Plant | Fujian | http://www.cg-ep.com |  | 2 | 600 | 199999.98 |  | 9 |  |  |  | 2011
86 | CN | Dalian City |  |  | Dalian City Waste to Energy Plant | Liaoning |  |  | 3 | 1500 | 500000 | [5 empty] | under construction
87 | CN | Dongguan City |  | Downtown city | Chongqing Sanfeng Covanta Environmental Industry | Guangdong |  |  | 3 | 1800 | 600000 | [5 empty] | Under construction
88 | CN | Dongguan City |  |  | CGL-Poly Dongguan Incineration Plant | Guangdong | http://www.gcl-poly.com.hk |  | 0 | 0 | 0 |  | 42 |  |  |  | 2008
89 | CN | Fengsheng |  |  | Chongqing Luneng Environment Industry Co | Chongqing |  |  | 3 | 1800 | 600000 | [5 empty] | Under construction
90 | CN | Foshan, Nanhai district |  |  | Waste-to-energy plant in Nanhai | Guangdong |  |  | 3 | 1500 | 500000 | [5 empty] | Under construction
91 | CN | Fuqing |  |  | C&G Fuqing Plant | Fujian | http://www.cg-ep.com |  | 2 | 800 | 266666.64 | [5 empty] | Under construction
92 | CN | Fuzhou |  |  | Covanta Fuzhou Energy-from-Waste facility | Fujian | http://www.covantaenergy.com |  | 2 | 1320 | 455400 | 97 |  |  |  |  | 2007
93 | CN | Guangzhou |  |  | Guangzhou Likeng waste-to-energy plant | Guangdong | http://www.veolia-esasia.com |  | 2 | 900 | 310500 | 78 |  | 110000 |  |  | 2005
94 | CN | Haikou |  |  | Haikou waste incineration plant | Hainan |  |  | 2 | 1200 | 399999.96 | [5 empty] | under construction
95 | CN | Haining City |  | Jing Quan Lu | Hanyang Municipal Solid Waste Incineration | Zhejiang |  | Haining City WTE | 0 | 0 | 0
96 | CN | Huangshi City |  |  | C&G Huangshi City | Hubei | http://www.cg-ep.com |  | 2 | 1200 | 399999.96 | [5 empty] | 2009
97 | CN | Huian |  |  | C&G Huian | Fujian | http://www.cg-ep.com |  | 2 | 700 | 233333.31 | [5 empty] | 2011
98 | CN | Huidong County |  |  | China Everbright Int., Huidong Waste to Energy | No Info | http://www.ebchinaintl.com |  | 2 | 600 | 199999.98 | [5 empty] | 2012
99 | CN | Huzhou City |  |  | Mizuda, Huzhou South Tai Lake Green Energy | Zhejiang | http://www.mizuda.com |  | 3 | 1200 | 399999.96 | [5 empty] | 2012
100 | CN | Jiangyin |  |  | China Everbright Int., Jiangin I | Jiangsu | http://www.ebchinaintl.com |  | 2 | 800 | 266666.64 |  | 12 |  |  |  | 2008
101 | CN | Jiangyin |  |  | China Everbright Int., Jiangin II | Jiangsu | http://www.ebchinaintl.com |  | 1 | 400 | 133333.32 | [5 empty] | 2010
102 | CN | Jianyang |  |  | C&G Jianyang, | Fujian | http://www.cg-ep.com |  | 2 | 600 | 199999.98 | [5 empty] | 2012
103 | CN | Jinan City |  |  | China Everbright Int., Jinan Waste tot Energy project | Shandong | http://www.ebchinaintl.com |  | 3 | 2000 | 666666.6 | [5 empty] | 2011
104 | CN | Jingzhou City |  |  | Mizuda, Jimei Thermal Power | Hubei | http://www.mizuda.com |  | 0 | 0 | 0
105 | CN | Jinjiang |  |  | C & G Jinjiang WTE plant, phase I, II | Fujian | http://www.cg-ep.com/operations/wte.plant |  | 3 | 1800 | 600000 | [5 empty] | 2005
106 | CN | Langfang |  |  | C&G Langfang | Hebei | http://www.cg-ep.com |  | 2 | 1000 | 333333 | [5 empty] | Under construction
107 | CN | Liaocheng |  |  | Chongqing Sanfeng Covanta Environmental Industry Co | Shandong |  |  | 2 | 600 | 200000 | [5 empty] | Under construction
108 | CN | Macau |  |  | Macau Refuse Incineration Plant | Macau |  |  | 6 | 1728 | 568000 | [5 empty] | 2007
109 | CN | Nanchong |  |  | Incinerator facility at Nanchong City | Sichuan |  |  | 2 | 800 | 266666.64 |  | 24 |  |  |  | under construction
110 | CN | Nanping |  |  | C & G Nanping BOT Waste to Energy | Fujian | http://www.cg-ep.com |  | 2 | 600 | 199999.98 | [5 empty] | 2012
111 | CN | Qujing City |  |  | China BOQI, Qujing waste incineration project | Yunnan | http://www.chinaboqi.com |  | 2 | 800 | 266666.64 |  | 24
112 | CN | Shanghai-Jiading |  | Jiading district | Jiangqiao waste-to-energy facility | Shanghai | http://www.veolia-esasia.com |  | 3 | 1500 | 499999.95 |  | 24 |  |  |  | 2004
113 | CN | Shanghai-Minhang |  |  | Minhang Municipal Waste Incineration Plant | Shanghai | http://cdmup.u5.84g.com |  | 4 | 3000 | 999999.9 |  | 50 |  |  |  | 2011
114 | CN | Shanghai-Pudong |  |  | Pudong Yuqiao WTE Plant | Shanghai |  |  | 3 | 1094 | 377430 | 76 | 17 |  |  |  | 2002 | SD, FF
115 | CN | Shenzhen - Baoan |  |  | Shenzhen - Baoan I | Guangdong |  |  | 3 | 450 | 154000 | [5 empty] | 1996
116 | CN | Shenzhen- Baoan |  |  | Shenzhen - Baoan II | Guangdong |  |  | 3 | 1200 | 399999.96 |  | 19 |  |  |  | 2004 | SD, FF
117 | CN | Shenzhen - Nanshan |  |  | Shenzhen Energy (SEC) | Guangdong |  |  | 2 | 800 | 266666.64 |  | 12 |  |  |  | 2004 | SD, FF
118 | CN | Shijiazhuang |  |  | Chongqing Luneng Environment Industry Co | Hebei |  |  | 2 | 1000 | 333333 | [5 empty] | Under construction
119 | CN | Suqian City |  |  | China Everbright Int., Suqian Waste to Energy | Jiangsu | http://www.ebchinaintl.com |  | 2 | 600 | 199999.98 | [5 empty] | 2011
120 | CN | Suzhou |  |  | China Everbright Int., Suzhou I | Jiangsu | http://www.ebchinaintl.com |  | 3 | 1050 | 349999.965 |  | 15.5 |  |  |  | 2006 | SD, FF
121 | CN | Suzhou |  |  | China Everbright Int. Suzhou II | Jiangsu | http://www.ebchinaintl.com |  | 2 | 1000 | 333333.3 |  | 8.5 |  |  |  | 2009
122 | CN | Suzhou |  |  | China Everbright Int., Suzhou III | Jiangsu | http://www.ebchinaintl.com |  | 3 | 1500 | 499999.95 | [5 empty] | under construction
123 | CN | Taicang |  |  | GCL-Poly, Taicang Incineration Plant | Jiangsu | http://www.gcl-poly.com.hk |  | 0 | 0 | 0
124 | CN | Taixing |  |  | Taixing Energy-from-Waste facility | Jiangsu | http://www.covantaenergy.com |  | 1 | 300 | 100000 | [5 empty] | 2011
125 | CN | Taizhou City |  |  | MHIEC | Zhejiang |  |  | 2 | 1000 | 333333 | [5 empty] | Under construction
126 | CN | Tianjin, Binhai |  |  | Tianjin Binhai Municipal Solid Waste Incineration | Tianjin |  | Tianjin Binhai | 2 | 1000 | 333333.3 |  | 15 |  |  |  | Under construction
127 | CN | Tianjin, Huantuo Village |  | Jinzhong Street | Tianjin Guanzhuang Municipal Solid Waste Incineration | Tianjin |  | Tianjin WTE | 2 | 1000 | 365000 |  | 20 |  |  |  | Under construction | SNCR,
128 | CN | Tianjin |  |  | Tianjin Taihuan Recycling Resource Utilization Co. | Tianjin |  |  | 2 | 1000 | 333333.3 |  | 20 |  |  |  | Under construction
129 | CN | Tongxing |  |  | Covanta Tongxing Energy-from-Waste facility | Chongqing | http://www.covantaenergy.com |  | 2 | 1320 | 455400 | 97 |  |  |  |  | 2005
130 | CN | Wenzhou City, Linjiang Town |  | 330 Guo Dao, Shatoucun | Linjiang Erqi MSW Incineration | Zhejiang |  | Wenzhou City | 2 | 1200 | 400000 |  | 24 | 107500 |  |  | 2009
131 | CN | Wuhan City, Xingou Town |  |  | Wuhan Jiangbei West | Hubei |  | Wuhan West | 2 | 1000 | 365000 |  | 22 | 86000 |  |  | Under construction
132 | CN | Wuxi |  |  | Wuxi waste incineration plant | Jiangsu |  |  | 4 | 2000 | 666666.6 | [5 empty] | 2011
133 | CN | Xiamen East |  |  | Xiamen East Garbage Treatment | Fujian |  | Xiamen East | 2 | 432 | 143999.9856 | [5 empty] | 2008
134 | CN | Xiamen West |  |  | Xiamen West Facility | Fujian |  |  | 2 | 600 | 199999.98 | [5 empty] | 2011
135 | CN | Xiaogan |  |  | C&G Xiaogan Plant | Wuhan | http://www.cg-ep.com |  | 2 | 700 | 233333.31 | [5 empty] | 2012
136 | CN | Xuzhou |  | Xuzhou Economic and Technological Development Zone | GCL-Poly, Xuzhou Incineration Plant | Jiangsu | http://www.gcl-poly.com.hk/eng/products/power_management_xuzhou.php |  | 3 | 1200 | 399999.96 |  | 24 |  |  |  | 2010
137 | CN | Yingkou |  |  | C &G Yingkou Plant | Liaoning | http://www.cg-ep.com |  | 2 | 800 | 266666.64 | [5 empty] | under construction
138 | CN | Yixing City |  |  | China Everbright Int., Yixing Waste to Energy I | Jiangsu | http://www.ebchinaintl.com |  | 2 | 500 | 166666.65 | [5 empty] | 2007
139 | CN | Yixing City |  |  | China Everbright Int., Yixing Waste to Energy II | Jiangsu | http://www.ebchinaintl.com |  | 1 | 300 | 99999.99 | [5 empty] | Under construction
140 | CN | Yuxi |  |  | Yuxi | Yunnan |  |  | 2 | 400 | 133333 | [5 empty] | 2012
141 | CN | Zhenjiang |  |  | China Everbright Int., Zhenjiang Waste to Energy | Jiangsu | http://www.ebchinaintl.com |  | 2 | 1000 | 333333.3 | [5 empty] | 2011
142 | CN | Zhongshan |  |  | Zhongshan City Centre Waste-to-Energy Plant | Guangdong |  |  | 3 | 1050 | 350000 | [5 empty] | 2006
143 | CN | Zhongshan, Wulan Village |  | Xia Chong Lie | Zhongshan Tianyi Energy Sources | Guangdong |  | Zhongshan City Tianyi | 2 | 900 | 299999.97 |  | 15.5 |  |  |  | 2007 | SD, FF
144 | CN | Zhoushan City, Tuaniishan Island |  |  | Zhoushan MSW Incineration Power Generation Project | Zhejiang | http://www.mizuda.com | Zhoushan Tuaniishan Island | 2 | 700 | 220000 |  | 15 |  |  |  | under construction
145 | CN | Zibo City, Zhangdian District |  |  | Shandong MSW Incineration | Shandong |  |  | 3 | 1200 | 399999.96 |  | 30 |  |  |  | under construction
146 | CZ | Brno-Židenice | 62800 | Jedovnická 4247/2 | SAKO Brno | South Moravia | http://www.sako.cz | SAKO Brno | 3 | 1080 | 359999.964 | [5 empty] | 1989 | SNCR, electrofilter, bagfilter
147 | CZ | Liberec | 46006 | Dr. Milady Horákové 571/56 | TERMIZO Liberec | Liberec | http://www.termizo.mvv.cz | Termizo Liberec | 1 | 300 | 100000 | [5 empty] | 1999
148 | CZ | Praha (Prague) | 10800 | Průmyslová 615 / 32 | ZEVO Malešice | Praha (Prague) | http://www.psas.cz | ZEVO Praha Malešice | 4 | 1440 | 220000 | [5 empty] | 1998 | SNCR, ESP, CER
149 | DE | Andernach | 56626 | Koblenzer Straße 141 | EBS, Industrieheizkraftwerk Rasselstein | Baden-Württemberg | http://www.ihkw-andernach.de/ | IHKW Rasselstein | 1 | 360.0036 | 120000 |  | 14 | 87174 | 271295 |  | 2008 | Dry, FF
150 | DE | Amsdorf | 06317 | Chausseestraße 1 | Romonta Beteiligungs GmbH | Sachsen-Anhalt | http://www.wachs-und-mehr.de | Romonta | 2 | 360.0036 | 120000 |  |  | NO INFO | NO INFO |  | 2009 | NO INFO
151 | DE | Augsburg | 86167 | Am Mittleren Moos 60 | AVA Abfallverwertung Augsburg GmbH | Bayern, Schwaben | http://www.ava-augsburg.de | AVA Augsburg | 3 | 864 | 298080 |  | 76 | 65716 | 78234 |  | 1994 | ESP, WET, SCR,AC | Annual report LFU Bavaria | ave 0,1 | ave 2 | ave 79,6 | ave 7,8 | ave 0,01 | ave 2,1 | NO INFO | ave 0,007 | ave 0,0002 | ave 0,0001 | ave 0,003
152 | DE | Bamberg | 96052 | Rheinstr. 6 | Müllheizkraftwerk Bamberg | Bayern, Oberfranken | http://www.bnv-bamberg.de/home/ba4148/ | MHKW Bamberg | 3 | 367.5037 | 122500 |  |  | 38060 | 105000 |  | 1996 | ESP, Wet, FF, SCR | Annual report LFU Bavaria | 0,39--0,94
153 | DE | Berlin (Spandau) | 13597 | Freiheit 24 - 25 | BSR Müllheizkraftwerk Ruhleben | Berlin | http://www.bsr.de/3025.htm | BSR MVA Spandau | 8 | 1569.0157 | 523000 |  |  | 0 | 868000 |  | 1998 | SD, SCR
154 | DE | Bernburg | 06406 | Köthensche Straße 3 a | Energie Anlage Bernburg GmbH (EAB) | Sachsen-Anhalt |  | Solvay Bernburg | 3 | 1320.0132 | 440000 |  | 36 | other | other |  | 2009 | SNCR, Dry, FF
155 | DE | Bielefeld | 33609 | Schelpmilser Weg 30 | MVA Bielefeld-Herford GmbH | Nordrhein-Westfalen | http://www.interargem.de | MVA Bielefeld | 3 | 1260.0126 | 420000 |  | 40 | 163000 | 270000 |  | 1981 | ESP, Wet, Scr, FF | Annual Report
156 | DE | Bitterfeld-Wolfen | 06749 | Oststraße 1 | PD energy GmbH | Sachsen-Anhalt | http://www.danpower-ekt.de/pd_energy.html | PD Energy Bitterfeld | 1 | 330.0033 | 110000 |  |  | 56000 | 20000 |  | 2010 | SD
157 | DE | Böblingen | 71032 | Musberger Sträßle 11 | Zweckverband RBB, Restmüllheizkraftwerk Böblingen | Baden-Württemberg | http://www.rbb.info/ | RBB | 2 | 456.0046 | 152000 |  |  | 46000 | 140000 |  | 1999 | FF, WET, AC, SCR | Annual report
158 | DE | Bonn | 53121 | Immenburgerstr. 22 | MVA Müllverwertungsanlage Bonn GmbH | Nordrhein-Westfalen | http://www.swb-verwertung.de/ | MVA Bonn | 3 | 753.0075 | 251000 |  |  | 90000 | 200000 |  | 1992 | SNCR, ESP, WET
159 | DE | Bremen | 28779 | Marschgehren 13 | EBS-Heizkraftwerk Blumenthal | Bremen | http://www.hkw-blumenthal.de | EBS Blumenthal | 1 | 195.002 | 65000 |  | 5 | yes | yes |  | 2005 | SD, FF
160 | DE | Bremen | 28219 | Oken 2 | Müllheizkraftwerk Bremen | Bremen | http://www.swb-gruppe.de | MHKW Bremen | 4 | 1497.516 | 499167 |  |  | 54755 | 193269 |  | 1969 | SNCR, ESP, SD, FF
161 | DE | Bremen | 28237 | Otavistraße 7 - 9 | Mittelkalorik-Kraftwerk Bremen | Bremen | http://www.swb-gruppe.de | MKK Bremen | 1 | 702.364 | 234119 |  |  | 231529 | 3722 |  | 2009 | SD, FF
162 | DE | Bremerhaven | 27570 | Zur Hexenbrücke 16 | Müll-Heiz-Kraftwerk Bremerhaven | Bremen | http://www.beg-bhv.de | MHKW Bremerhaven | 3 | 900.009 | 300000 |  |  | 70000 | 230000 |  | 1977 | SNCR, ESP, WET, FF
163 | DE | Burgau-Unterknöringen | 89331 | Remsharter Straße | Müllverschwelungsanlage Burgau | Bayern, Schwaben, Landkreis Günzburg | http://www.landkreis-guenzburg.de/abfall/kreisabfallwirtschaft/abfallentsorgungsanlagen.html | Pyrolyse Anlage Burgau | 2 | 144 | 43200 |  | 2.2 | yes | yes |  | 1986 | SNCR, Dry, FF, SCR | Annual report LFU Bavaria
164 | DE | Burgkirchen | 84508 | Bruck 110 | Müllheizkraftwerk Burgkirchen | Bayern, Ober- | http://www.zas-burgkirchen.de/ | MHKW Burgkirchen | 2 | 878.7088 | 292900 |  |  | 76000 | 94000 |  | 1994 | ESP, WET, SCR, FF | Annual report LFU Bavaria
165 | DE | Coburg | 96450 | Glender Str. 30 | Müllheizkraftwerk Coburg | Bayern, Oberfranken | http://www.zaw-coburg.de | MHKW Coburg | 2 | 528 | 182160 |  | 46 | 42065 | 87981 |  | 1988 | SNCR, SD, FF, Wet, ESPwet | Annual report LFU Bavaria
166 | DE | Darmstadt | 64293 | Otto-Röhm-Str. 19 | Müllheizkraftwerk Darmstadt | Hessen | http://www.zas-darmstadt.de | ZAS Darmstadt | 3 | 636.6366 | 212000 |  |  | 42518 | 54000 |  | 1967 | ESP, WET, oxycat, SCR
167 | DE | Düsseldorf | 40235 | Flinger Broich 25 | Stadtwerke Düsseldorf AG, Müllverbrennungsanlage | Nordrhein-Westfalen | http://www.swd-ag.de | Stadtwerke Düsseldorf | 6 | 1186.1862 | 395000 |  |  | 0 | 886000 |  | 1965 | ESP, FF SCR
168 | DE | Erfurt | 99087 | Stotternheimer Straße | RABA Erfurt-Ost | Thüringen | https://www.stadtwerke-erfurt.de | RABA Erfurt | 1 | 240.2402 | 80000 |  |  | NO INFO | NO INFO |  | 2007 | NO INFO
169 | DE | Eschbach | 79427 | Heitersheimer Straße 2 | TREA Breisgau | B-W, Freiburg | http://www.eon-energyfromwaste.com | TREA Breisgau | 1 | 510.5105 | 170000 |  | 15 | 107745 | 0 |  | 2005 | ESP, SCR, FF, WET | Daily report
170 | DE | Eschweiler | 52249 | Zum Hagelkreuz 22 | MVA Weisweiler GmbH & Co. KG | Nordrhein-Westfalen | http://www.mva-weisweiler.de/ | NO INFO | 3 | 1087.0871 | 362000 |  |  | 0 | yes |  | 1996 | Dry, FF, SCR
171 | DE | Essen-Karnap | 45329 | Arenbergstrasse 45 | Müllheizkraftwerk Essen-Karnap | Nordrhein-Westfalen | http://ww.rwe.com | MHKW Essen Karnap | 4 | 1920 | 688746 |  | 50 | 264901 | 728394 |  | 1987 | ESP, WET, AC, SCR
172 | DE | Frankfurt | 60439 | Heddernheimer Landstr. 157 | Müllheizkraftwerk Frankfurt am Main | Hessen | http://www.mhkw-frankfurt.de/ | MHKW Frankfurt am Main | 4 | 1440.0144 | 480000 |  | 47 | 280 | 252 |  | 2009 | SNCR, SD, FF | Annual report
173 | DE | Gersthofen | 86368 | Adolf van Baeyerstrasse 5 | MVV, EBS-IHKW Gersthofen | Bayern | http://www.industriepark-gersthofen.de | EBS-IHKW Gersthofen | 1 | 276.0028 | 92000 |  | 5.8 | NO INFO | NO INFO |  | 2009 | SNCR, Dry, FF
174 | DE | Göppingen | 73037 | Iltishofweg 40 | E.ON Energy from Waste Göppingen GmbH | Baden-Württemberg | http://www.eon-energyfromwaste.com | EON Göppingen | 1 | 465.0047 | 155000 |  | 9.5 | 48500 | 61900 |  | 1998 | FF, WET, SCR,AC | Annual Report
175 | DE | Großräschen | 01983 | Bergmannstraße 29 | E.ON Energy from Waste Großräschen GmbH | Brandenburg | http://www.eon-energyfromwaste.com | EON Großräschen | 1 | 690.0069 | 230000 |  | 24 | 142723 | 0 |  | 2008 | NO INFO
176 | DE | Hagen | 58097 | Am Pfannenofen 39 | Müllverbrennungsanlage Hagen | Nordrhein-Westfalen | http://www.heb-hagen.de/ueber-uns.html | MVA Hagen | 3 | 360.0036 | 120000 |  |  | 0 | 69500 |  | 1966 | ESP, SCR, FF
177 | DE | Hamburg | 21129 | Rugenberger Damm 1 | MVR Müllverwertung Rugenberger Damm GmbH & Co. KG | Hamburg | http://www.mvr-hh.de/ | MVA Rugenberger Damm | 2 | 1041.0104 | 347000 |  |  | 33115 | 51759 |  | 1999 | SNCR, FF, WET, FF | Annual report (link)
178 | DE | Hamburg-Borsigstraße | 22113 | Borsigstraβe 6 | Müllverwertung Borsigstraße GmbH (MVB) | Hamburg | http://www.mvb-hh.de/ | MVB Borsigstrasse | 2 | 960.0096 | 320000 |  | 27 | 0 | 697906 |  | 1994 | SNCR, AC, Wet, FF | Annual Report
179 | DE | Hamburg-Borsigstraße | 22113 | Borsigstraβe 6 | Müllverwertung Borsigstraße GmbH (MVB), Biomasse-Heizkraftwerk | Hamburg | http://www.mvb-hh.de/ | BMHKW Borsigstrasse | 1 | 420.0042 | 140000 |  | 20 | 0 | other |  | 2005 | NO INFO | Annual Report
180 | DE | Hamburg-Stellinger Moor | 22525 | Schnackenburgallee 100 | MVA Stellinger Moor | Hamburg | http://www.stadtreinigung-hh.de/srhh/opencms/ueberuns/unternehmen/muellverbrennung/ | MVA Stellinger Moor | 2 | 900 | 310500 |  | 66 | 31800 | 47700 |  | 1972 | ESP, WET, AC, SCR,
181 | DE | Hameln | 31785 | Heinrich-Schoormann Weg 1 | Enertec Hameln GmbH | Niedersachsen | http://www.interargem.de | Enertec | 3 | 900.009 | 300000 |  | 34 | 60000 | 223000 |  | 2009 | FF, SCR,FF | Annual report
182 | DE | Hamm | 59075 | Am Lausbach 2 | MVA Hamm Eigentümer GmbH | Nordrhein-Westfalen | http://www.mva-hamm.de | MVA Hamm | 4 | 885.0089 | 295000 |  |  | 100000 | 13000 |  | 1985 | SNCR, FF
183 | DE | Hannover | 30659 | Moorwaldweg 310 | E.ON Energy from Waste Hannover GmbH | Niedersachsen | http://www.eon-energyfromwaste.com | MVA Hannover | 2 | 690.0069 | 230000 |  | 27.4 | 175313 | 0 |  | 2005 | SNCR, SD, FF | Daily report
184 | DE | Helmstedt | 38350 | An der B 244 (zwischen Helmstedt und Schöningen) | E.ON Energy from Waste Helmstedt GmbH | Niedersachsen | http://www.eon-energyfromwaste.com | TRV Buschhaus | 3 | 1575.0158 | 525000 |  | 45 | 240320 | 0 |  | 2005 | SNCR, FF, Wet
185 | DE | Heringen | 36266 | In der Aue 3 | E.ON Energy from Waste Heringen GmbH | Hessen | http://www.eon-energyfromwaste.com | EON Heringen | 2 | 892.8089 | 297600 |  |  | other | other |  | 2009 | SNCR, SD | Daily report
186 | DE | Herten | 45699 | Im Emscherbruch 11 | RZR Herten | Nordrhein-Westfalen | http://www.agr.de/rzr-herten | RZR Herten | 4 | 1590.0159 | 530000 |  |  | 234066 | 9601 |  | 1982 | FF, WET, AC, SCR
187 | DE | Hürth | 50354 | Industriestraße 300 | EKW Knapsack | Nordrhein-Westfalen | http://www.eon-energyfromwaste.com | EKW Knapsack | 2 | 900.009 | 300000 |  | 33.4 | 220000 | 580000 |  | 2008 | SNCR, FF
188 | DE | Ingolstadt | 85055 | Am Mailinger Bach 141 | Müllverwertungsanlage Ingolstadt | (Ober) Bayern | http://www.mva-ingolstadt.de | MVA Ingolstadt | 3 | 721.7292 | 240574 |  | 76 | 82548 | 134105 |  | 1996 | WET, FF, SCR | Annual report LFU Bavaria
189 | DE | Iserlohn | 58636 | Giesestr. 10 | Müllheizkraftwerk Iserlohn | Nordrhein-Westfalen | http://www.amk-mhkw.de/ | GFA Iserlohn | 3 | 885.0089 | 295000 |  |  | 65000 | 150000 |  | 1970 | ESP, WET, SCR, FF
190 | DE | Kamp-Lintfort | 47475 | Graftstr. 25 | Abfallentsorgungszentrum (AEZ) Asdonkshof | Nordrhein-Westfalen | http://www.aez-asdonkshof.de | AEZ Asdonkshof | 2 | 738.0074 | 246000 |  |  | 82400 | 104100 |  | 1997 | ESP, WET, SCR, AC
191 | DE | Kassel | 34123 | Am Lossewerk 8-10 | Müllheizkraftwerk Kassel | Hessen | http://www.mhkw-kassel.de | MHKW Kassel | 2 | 540.0054 | 180000 |  |  | 55722 | 183834 |  | 2008 | FF, AC,SCR, CAT
192 | DE | Kempten | 87435 | Dieselstr. 20a | ZAK Energie GmbH | Bayern, Allgäu | http://www.zak-kempten.de | MHKW Kempten | 1 | 204 | 70380 |  | 31 | 36345 | 41078 |  | 1996 | ESP, WET, SCR, FF | Annual report LFU Bavaria
193 | DE | Kiel | 24114 | Theodor-Heuss-Ring 30 | Müllheizkraftwerk Kiel | Schleswig-Holstein | http://www.mvkiel.de | MHKW Kiel | 2 | 420.0042 | 140000 |  |  | 20128 | 200000 |  | 1996 | ESP, WET, SCR, CAT, FF
194 | DE | Korbach | 34497 | Limmerstrasse 2 | MVV, Industrieheizkraftwerk Korbach | Hessen | http://www.ihkw-korbach.de | EBS IHKW Korbach | 1 | 226.5023 | 75500 |  | 4.1 | 12000 | yes |  | 2008 | NO INFO | Weekly data, Annual report
195 | DE | Köln | 50735 | Geestemünder Straße 25A | AVG Köln | Nordrhein-Westfalen | http://www.avgkoeln.de | AVG Köln | 4 | 2280.0228 | 760000 |  |  | 224 | 217 |  | 1998 | FF, WET, SCR, AC
196 | DE | Krefeld | 47829 | Parkstr. 234 | MVA Krefeld | Nordrhein-Westfalen | http://www.egk.de | MVA Krefeld | 5 | 1080.0108 | 360000 |  |  | 85 | 196 |  | 1975 | SNCR, FF
197 | DE | Laar-Coevorden (NL) | 49824 | Vosmatenweg 6 | EVI Abfallverwertung B.V. & Co. KG | Niedersachsen | http://www.evi-europark.de | EVI Laar Coevorden | 2 | 1094.4109 | 364800 |  |  | 384000 | 0 |  | 2008 | SD, FF
198 | DE | Lauta | 02991 | Industrie- und Gewerbegebiet Lauta Straße B Nr. 5 | Thermische Abfallbehandlung Lauta GmbH & Co. oHG | Sachsen | http://www.t-a-lauta.de/ | TA Lauta | 2 | 690.0069 | 230000 |  |  | 110000 | 8055 |  | 2004 | SD, FF, AC, SCR
199 | DE | Leuna | 06237 | An der B 91, Tor 12, Bau 1216 | MVV TREA Leuna | Sachsen-Anhalt | http://www.mvv-umwelt.de | TREA Leuna | 2 | 1170.0117 | 390000 |  |  | 250000 | 0 |  | 2007 | SNCR, SD, FF
200 | DE | Leverkusen | 51373 | Im Eisholz 12 | AVEA MHKW Leverkusen GmbH & Co. KG | Nordrhein-Westfalen | http://www.avea.info | AVEA Leverkusen | 3 | 660.0066 | 220000 |  |  | 28000 | 115000 |  | 1970 | ESP, WET, FF, SCR
201 | DE | Ludwigshafen | 67059 | Lagerplatzweg 1-5 | GML Abfallwirtschaftsgesellschaft mbH | Rheinland-Pfalz | http://www.gml-ludwigshafen.de/ | MVA Ludwigshaven | 3 | 633.0063 | 211000 |  |  | 71000 | 169000 | 0.7 | 1966 | FF, SCR | NO INFO
202 | DE | Ludwigslust | 19288 | Am Alten Flugplatz 1 | Thermische Abfallverwertungsanlage (TAV) | Mecklenburg-Vorpommern | http://www.alba.info/ | TAV Ludwigslust | 1 | 150.0015 | 50000 |  |  | 16000 | 0 |  | 2005 | SNCR, SD, FF
203 | DE | Lünen | 44536 | Brunnenstrasse 138 | Remondis Lippewerk | Nordrhein-Westfalen | http://www.remondis-production.de/ | Remondis Lippewerk | 1 | 60.0006 | 20000 |  |  | NO INFO | NO INFO |  | 2003
204 | DE | Magdeburg | 39126 | Kraftwerk-Privatweg 7 | Müllheizkraftwerk Rothensee GmbH | Sachsen-Anhalt | http://www.mhkw-rothensee.de | MHKW Rothensee | 4 | 1980.0198 | 660000 |  | 35 | 371000 | 339000 |  | 2006 | SNCR, SD, FF
205 | DE | Mainz | 55120 | Kraftwerkallee 1 | Müllheizkraftwerk Mainz | Rheinland-Pfalz | http://www.mhkw-mainz.de/ | EGM Mainz | 3 | 1050.0105 | 350000 | 88 |  | 130000 | yes |  | 2003 | SNCR, FF, WET
206 | DE | Mannheim | 68169 | Otto-Hahn-Straße 1 | Müllheizkraftwerk Mannheim | Baden-Württemberg | http://www.mvv-umwelt.de | MVV Mannheim | 4 | 2100.021 | 700000 |  |  | 300000 | 0 |  | 2009 | FF, WET, SCR, AC
207 | DE | Minden | 32423 | Karlstrasse 43 | Energos Minden EBS Heizkraftwerk | Nordrhein-Westfalen | NO INFO | Energos Minden | 1 | 120.0012 | 40000 |  |  | NO INFO | NO INFO |  | 2002 | NO INFO
208 | DE | Meuselwitz | 04610 | Industriepark Nord | Heizkraftwerk Meuselwitz-Lucka. | Thüringen | http://www.hkw-meuselwitz.de/ | NO INFO | 2 | 150.0015 | 50000 |  | 5.4 | yes | yes |  | 2004 | Cycl., Dry, FF
209 | DE | München-Unterföhring | 85774 | Münchner Str. 22 | Müllheizkraftwerk München Nord | (Ober) Bayern | http://www.swm.de | MHKW München Nord | 5 | 2029 | 700005 |  |  | 131500 | 744772 |  | 1992 | ESP, WET, SCR, FF | Annual Report LFU Bavaria
210 | DE | Neumünster | 24534 | Bismarckstraße 51 | TEV Neumünster | Schleswig-Holstein | www.stadtwerke-neumuenster.de/tev | TEV Neumünster | 1 | 480 | 207000 |  |  | NO INFO | NO INFO |  | 2005 | Dry, FF | Annual Report
211 | DE | Neunkirchen | 66538 | Am Blücherflöz 12 | AHKW Neunkirchen | Saarland | http://www.eon-energyfromwaste.com | E.ON Saarbrücken | 2 | 450.0045 | 150000 |  | 11.6 | 63566 | 20797 |  | 1999 | ESP, WET, ESPwet, SCR, FF
212 | DE | Neustadt in Holstein | 23730 | Industrieweg 9 - 11 | MHKW Neustadt/Holstein | Schleswig-Holstein | http://www.zvo.com | Zweckverband Ostholstein | 1 | 175.8018 | 58600 |  |  | 12200 | 31500 |  | 1996 | WET, SCR, FF
213 | DE | Nürnberg | 90441 | Hintere Marktstr. 4 | Müllverbrennungsanlage Nürnberg - ASN | Bayern, Mittelfranken | http://www.nuernberg.de | ASN | 3 | 690.0069 | 230000 |  | 48 | other | other |  | 2001 | ESP, WET, SD, FF, SCR | Annual Report (link LFU)
214 | DE | Oberhausen | 46049 | Buschhausener Straße | Gemeinschafts-Müll-Verbrennungsanlage Niederrhein GmbH | Nordrhein-Westfalen | http://www.gmva.de | GMVA Oberhausen | 4 | 2103.021 | 701000 |  |  | 335000 | 120000 |  | 1972 | SNCR, ESP, WET, FF
215 | DE | Offenbach, Heusenstamm | 63069 | Dietzenbacher Str. 189 | Müllheizkraftwerk Offenbach | Hessen | http://www.evo-ag.de/mhkw | MHKW Offenbach am Main | 3 | 750.0075 | 250000 |  |  | 54863 | 179579 |  | 1996 | WET, SCR, CAT
216 | DE | Olching | 82140 | Josef-Kistler-Weg 22 | AHKW Geiselbullach | (Ober) Bayern | http://www.gfa-online.com/ | MHKW Olching | 2 | 333.0033 | 111000 |  |  | 47012 | 30600 |  | 1996 | SD, FF, SCR | Annual report LFU Bavaria | ND | ave 15,5 | ave 130 | ave 24,3 | ave 0,6 | ave 7,8 | NO INFO | ave 0,002 | ave 0,0002 | ave 0,0013 | ave 0,0001
217 | DE | Pirmasens | 66954 | Staffelberg 2-4 | MHKW Pirmasens | Region Südwestpfalz | http://www.eon-energyfromwaste.com | E.ON Staffelberg | 2 | 540.0054 | 180000 |  | 16 | 72599 | 21404 |  | 1999 | SNCR, ESP, WET, FF
218 | DE | Premnitz | 14727 | Dr. Herbert Rein Straße 1 | E.ON Energy from Waste Premnitz (EVE + ZWSF) | Brandenburg | http://www.eon-energyfromwaste.com | EEW Premnitz | 2 | 750.0075 | 250000 |  | 18 | 67000 | 300000 |  | 2008 | SNCR, FF
219 | DE | Rosenheim | 83022 | Färberstraße 47 | Stadtwerke Rosenheim GmbH & Co. KG, Müllheizkraftwerk | (Ober) Bayern | http://www.swro.de/node/35 | MHKW Rosenheim | 1 | 252 | 86940 |  | 27 | 23649 | 95518 |  | 1988 | SNCR, SD, FF | Montly report
220 | DE | Rostock | 18147 | Ost West Straße 25 | Vattenfall SBS-Heizkraftwerk Rostock | Mecklenburg-Vorpommern | http://www.vattenfall.de/de/ebs-heizkraftwerk-rostock.htm | Vattenfall Rostock | 1 | 690.0069 | 230000 |  | 20 | 102000 | 120000 |  | 2010 | SNCR, SC, AC, FF
221 | DE | Rudolstadt | 07407 | Fritz Bollandstrasse 2 | EBS Thermische Verwertungsanlage Schwarza | Thüringen | http://www.zaso-tvs.de | EBS Rudolstadt | 1 | 180.0018 | 60000 |  |  | 0 | 230000 |  | 2008 | SNCR, Cycl., Dry, FF | Annual report
222 | DE | Rüdersdorf bei Berlin Märkisch-Oderland | 15562 | Siedlerweg 11 | Vattenfall Industriekraftwerk Rüdersdorf | Berlin, Brandenburg | http://www.vattenfall.de/de/ikw-rüdersdorf.htm | Vattenfall Rüdersdorf | 1 | 678.0068 | 226000 |  | 32.5 | 260000 | 944000 |  | 2008 | SNCR, SD, AC, FF | Annual Report
223 | DE | Salzbergen | 48499 | Neuenkirchener Str. 8 | Thermische Abfallbehandlungsanlage Salzbergen (TAS) | Niedersachsen | http://www.srs-ecotherm.de/ | TAS Salzbergen | 1 | 360.0036 | 120000 |  |  | other | other |  | 2004 | SNCR, SD, FF | Monthly report
224 | DE | Schwandorf | 92421 | Alustraße 7 | Zweckverband Müllverwertung Schwandorf (ZMS) | Bayern, Oberpfalz | http://www.z-m-s.de | ZMS Schwandorf | 4 | 1353 | 466785 | 123 |  | 157808 | 47858 |  | 1994 | SD, FF, SCR | Monthly report
225 | DE | Schwedt/Oder | 16303 | Kuhheide 34 | EON, Kraftwerk Schwedt GmbH & Co. KG | Brandenburg | http://www.eon-energyfromwaste.com | NO INFO | 1 | 690.0069 | 230000 |  | 22 | 145000 | 770000 |  | 2011 | NO INFO
226 | DE | Schweinfurt | 97424 | Hafenstr. 30 | GKS Schweinfurt | Bayern, Unterfranken | http://www.gks-sw.de | GKS Schweinfurt | 3 | 528.0053 | 176000 |  |  | 62030 | 149428 |  | 1994 | SNCR, FF, WET | Annual report LFU Bavaria
227 | DE | Solingen | 42655 | Sandstr. 16a | Technische Betriebe Solingen -Müllheizkraftwerk | Nordrhein-Westfalen | http://www2.solingen.de | MHKW Solingen | 2 | 390.0039 | 130000 |  |  | 60000 | 35000 |  | 1969 | NO INFO
228 | DE | Stapelfeld | 22145 | Ahrensburger Weg 4 | E.ON Energy from Waste Stapelfeld GmbH | Schleswig-Holstein | http://www.eon-energyfromwaste.com | E.ON Stapelfeld | 2 | 1068.0107 | 356000 |  |  | 81731 | 0 |  | 1998 | ESP, Wet, SCR
229 | DE | Stassfurt | 39418 | Butterwecker Weg 6 | EVZA Energie- und Verwertungszentrale GmbH, Anhalt | Sachsen-Anhalt | http://www.evza.de/ | EVZA | 2 | 900.009 | 300000 |  |  | 75000 | 365000 |  | 2007 | SNCR,SD, FF
230 | DE | Stavenhagen | 17153 | Schultetusstraße 37 | Heizkraftwerk Stavenhagen | Mecklenburg-Vorpommern | http://www.nehlsen.com | Heizkraftwerk Stavenhagen | 1 | 285.0029 | 95000 | 49.5 | 10 | 36900 | 131000 |  | 2007 | SD, FF
231 | DE | Stuttgart | 70376 | Voltastr. 45-57 | EnBW Restmüllheizkraftwerk Stuttgart-Münster | Baden-Württemberg | http://www.enbw.com/content/de/der_konzern/enbw_gesellschaften/kraftwerke_ag/konventionell/restmuellheizkraftwerk_stuttgart_muenster/index.jsp | MHKW Stuttgart | 3 | 1217 | 419865 |  |  | 224485 | 523700 |  | 1965 | ESP, SD, SCR
232 | DE | Tornesch-Ahrenlohe | 25436 | Hasenkamp 15 | Müllheizkraftwerk Tornesch-Ahrenlohe | Schleswig-Holstein | http://www.gab-tornesch.de/joomla/avbkg.html | GAB Tornesch | 2 | 228.0023 | 76000 |  |  | 11800 | 56700 |  | 1988 | ESP. WET FF
233 | DE | Ulm | 89079 | Siemensstr. 1 | Müllheizkraftwerk Ulm-Donautal | Baden-Württemberg | http://www.zv-tad.de | TAD Ulm | 2 | 453.0045 | 151000 |  |  | 47662 | 121527 |  | 1997 | SNCR, ESP, Wet, FF | Annual report (link)
234 | DE | Völkingen-Velsen | 66333 | Alte Grube Velsen 16 | AVA Velsen GmbH | Saarland | http://www.ava-velsen.de | AVA Velsen | 2 | 720 | 255000 |  | 20.8 | 99446 | 0 |  | 1997 | ESP, Wet, SCR, FF | Annual Report
235 | DE | Weener | 26826 | Industriestraße 46-50 | EBS-Kraftwerk Weener | Niedersachsen | http://www.klingele.com | EBS Kraftwerk Weener | 1 | 528 | 150000 |  | 7.5 | 60000 | 280000 |  | 2008 | SNCR, SD, FF
236 | DE | Weiβenhorn | 89264 | Daimlerstraße 36 | Abfallwirtschaftsbetrieb des Landkreises Neu-Ulm | Bayern, Schwaben | http://www.awb-neu-ulm.de | MHKW Neu_Ulm | 2 | 297.003 | 99000 |  |  | 40000 | 0 |  | 1991 | SD, FF, WET AC, SCR | Annual report 2011 | ave 0,1 | ave 3,5 | ave 56,3 | ave 18,7 | ave 0,2 | ave 1,2 | ave 0,01 | ave 0,005 | ave 0,0001 | ave 0,0001 | ave 0,0006
237 | DE | Witzenhausen | 37213 | Kasseler Landstraße 23 | EBS-Kraftwerk Witzenhausen | Hessen | http://bt-umwelt.de | EBS Kraftwerk Witzenhausen | 1 | 795.008 | 265000 | 124 |  | NO INFO | NO INFO |  | 2008 | SNCR, Cycl, SD, FF | Annual report
238 | DE | Würzburg | 97076 | Gattinger Str. 31 | Müllheizkraftwerk Würzburg | Bayern, Unterfranken | http://www.zvaws.de | MHKW Würzburg | 2 | 600 | 207000 |  | 58 | 87700 | 43500 |  | 1984 | SD, FF, SCR | Annual report (link)
239 | DE | Wuppertal | 42349 | Korzert 15 | AWG Abfallwirtschaftsgesellschaft mbH Wuppertal | Nordrhein-Westfalen | http://www.awg-wuppertal.de | AWG Wuppertal | 5 | 1281.0128 | 427000 |  |  | 126424 | 55500 |  | 1976 | ESP, SD, AC, SCR
240 | DE | Zella-Mehlis | 98544 | Am Schießstand 15 | Restabfallbehandlungsanlage Südwestthüringen (RABA) | Thüringen | http://www.zast.info/raba_swth.html | MVA Zella-Mehlis | 1 | 518 | 178710 |  | 13.7 | 65000 | 100000 |  | 2007 | SNCR, SD, FF | Annual Report | ave 2,18 | ave 21,75 | ave 188,7 | ave 5 | ave 1,69 | ave 4,32 | ave 0,00 | 0.13 | 0.0065 | ave 0,00035 | 0.0014
241 | DE | Zorbau-Lützen | 06679 | Bayerische Straße 20 | SITA Abfallverwertung GmbH Zorbau | Sachsen-Anhalt | NO INFO | Sita Zorbau | 2 | 993.0099 | 331000 |  |  | 177232 | 5256 | 0.69 | 2005 | SNCR, SD, FF
242 | DK | Aalborg | 9220 | Troensevej 2 | Reno-Nord I/S | Region Nordjylland | http://www.renonord.dk/ | Reno Nord | 3 | 648 | 223560 |  |  | 117585 | 373381 |  | 2005
243 | DK | Aarhus | 8200 | Lisbjergbakken 20 | Kraftvarmeanlæg Århus Nord | Region Midtjylland | http://www.aarhus.dk | Aarhus Nord | 3 | 557 | 192165 | [5 empty] | 2004
244 | DK | Aars | 9600 | Dybvad Møllevej 1 | Aars Fjernvarmeværk | Region Nordjylland | http://www.aarsfjv.dk/ | Aars FJV | 2 | 204 | 70380 |  |  | 13946 | 86000 |  | 1995
245 | DK | Esbjerg | 6705 | Måde Industrivej 35 | L90 Affaldsforbrænding | Region Syddanmark | http://www.l90.dk/ | L90 | 1 | 480 | 165600 |  |  | 118995 | 467152 |  | 2003 | FF, Wet | Annual report | ave 3,11 | ave 17,3 | ave 184 | ave 9,9 | ave 1,25 | ave 4,5 | ave 0,1 | ave 0,03 | ave 0,0009 | ave 0,006 | 0.035
246 | DK | Frederikshavn | 9900 | Vensysselsvej 201 | Frederikshavns Affaldskraftvarmeværk A/S | Region Nordjylland | http://www.dongenergy.dk | Frederikshavn | 1 | 120 | 41400 | [5 empty] | 1994
247 | DK | Glostrup | 2600 | Ejbymosevej 219 | I/S Vestforbrænding | Region Hovedstaden | http://www.vestfor.dk/ | I/S Vestforbrenning | 5 | 1824 | 629280 | [5 empty] | 2004
248 | DK | Grenå | 8500 | Kalorievej 9 | Grenaa Forbrændingsanlæg | Region Midtjylland | http://www.grenaa-varmevaerk.dk/grenaa-forbraending | Grena | 1 | 60 | 20700 | [5 empty] | 2000
249 | DK | Haderslev | 6100 | Dybkær 2, | Haderslev Kraftvarmeværk | Region Syddanmark | http://dongenergy.com | Dong Haderslev | 2 | 216 | 74520 | [5 empty] | 1993
250 | DK | Hadsund | 9560 | Fabriksvej 1 | Hadsund Bys Fjernvarmeværk | Region Nordjylland | http://www.hdsfv.dk/ | Hadsund Bys | 2 | 62 | 21390 | [5 empty] | 1984
251 | DK | Hammel | 8450 | Irlandsvej 6 | Hammel Fjernvarme A.m.b.a. | Region Midtjylland | http://www.hammelfjernvarme.dk/ | Hammel | 2 | 144 | 49680 | [5 empty] | 2002
252 | DK | Herning | 7400 | Miljøvej 2 | Knudmose Værket | Region Midtjylland | http://www.energimidt.dk | Herning | 1 | 120 | 41400 | [5 empty] | 1994
253 | DK | Hjørring | 9800 | Mandøvej 8 | Forbrændingsanlæg AVV | Region Nordjylland | http://www.avv.dk/ | AVV Hjorring | 2 | 288 | 99360 | [5 empty] | 1998
254 | DK | Hobro | 9500 | Hvedemarken 13, | I/S Fælles Forbrænding | Region Nordjylland | http://www.isff.dk/Default.aspx | Fælles HOBRO | 2 | 166 | 57270 | [5 empty] | 2001
255 | DK | Høje-Taastrup | 2630 | Lervangen 1-3 | Vestforbrænding I/S (Taastrup) | Region Hovedstaden | http://www.vestfor.dk/ | Taastrup | 2 | 120 | 41400 | [5 empty] | 1989
256 | DK | Holstebro | 7500 | Energivej 2 | Måbjergværket A/S | Region Midtjylland | http://dongenergy.com | Holstebro | 2 | 432 | 149040 | [5 empty] | 1992
257 | DK | Horsens | 8700 | Endelavevej 7 | Horsens Kraftvarmeværk A/S | Region Midtjylland | http://dongenergy.com | Horsens | 2 | 240 | 82800 | [5 empty] | 1992
258 | DK | Horsholm | 2970 | Savsvinget 2 | Nordforbrænding I/S | Region Hovedstaden | http://www.nordf.dk/ | Horsholm | 1 | 288 | 99360 |  | 34 |  |  |  | 1999
259 | DK | København | 2300 | Kraftværksvej 31 | I/S Amagerforbrænding | Region Hovedstaden | http://www.amfor.dk | I_S Kobenhavn | 4 | 1152 | 397440 |  |  | 214000 | 750000 |  | 2000
260 | DK | Kolding | 6000 | Bronzevej 6 | Trekantområdets Affaldsselskab I/S | Region Syddanmark | http://tas-is.dk/ | TAS Kolding | 3 | 413 | 142485 | [5 empty] | 1993
261 | DK | Middelfart | 5500 | Fynsvej 52 | Vestfyns Forbrændingsanlæg | Region Syddanmark | NO INFO | Vestfyn Middelfart | 2 | 96 | 33120 | [5 empty] | 1974
262 | DK | Næstved | 4700 | Ved Fjorden 20 | I/S FASAN | Region Sjælland | http://www.affaldplus.dk/forside | I/S FASAN | 3 | 324 | 111780 |  |  | 40000 | 200000 |  | 2005
263 | DK | Nykøbing | 4800 | Energivej 4 | I/S REFA | Region Sjælland | http://www.refa.dk/ | REFA | 3 | 408 | 140760 | [5 empty] | 1999
264 | DK | Odense | 5000 | Havnegade 120, | Odense Kraftvarmeværk A/S | Region Midtjylland | http://vattenfall.dk | Odense kraftwerk | 3 | 768 | 270000 |  | 24 |  | 79 MJ/s |  | 2000
265 | DK | Rønne | 3700 | Almegårdsvej 8 | Bornholms Affaldsbehandling (BOFA) | Bornholm | http://bofa.dk | BOFA | 1 | 60 | 20700 | [5 empty] | 1991
266 | DK | Roskilde | 4000 | Håndværkervej 70 | KARA/NOVEREN | Region Sjælland | http://www.karanoveren.dk | KARA | 1 | 552 | 190440 |  | 65 |  |  |  | 1999
267 | DK | Skagen | 9990 | Buttervej 66 | Skagen Forbrænding | Region Nordjylland | http://www.avoe.dk/ | Skagen | 1 | 48 | 16560 | [5 empty] | 1979
268 | DK | Skanderborg | 8660 | Norgesvej 13 | Renosyd i/s | Region Midtjylland | http://www.renosyd.dk/ | Renosyd | 2 | 228 | 78660 | [5 empty] | 1992
269 | DK | Slagelse | 4200 | Dalsvinget 11 | Energien | Region Sjælland | http://www.affaldplus.dk/forside | Affaldplus Slagelse | 2 | 240 | 82800 | [5 empty] | 1990
270 | DK | Sønderborg | 6400 | Vestermark 16 | Sønderborg Kraftvarmeværk I/S | Region Syddanmark | http://www.skvv.dk/ | Sonderborg | 1 | 192 | 66240 | [5 empty] | 1999
271 | DK | Svendborg | 5700 | Bodøvej 15 | Svendborg kraftvarmeværk | Region Syddanmark | http://www.svendborgkraftvarme.dk/ | Svendborg Affald | 1 | 144 | 49680 | [5 empty] | 1999
272 | DK | Thisted | 7700 | Industrivej 9, | Kraftvarmeværk Thisted I/S | Region Nordjylland | http://www.kvvt.dk | Thisted | 1 | 154 | 53130 | [5 empty] | 1991
273 | DK | Vejen | 6600 | Koldingvej 30B | Vejen Kraftvarmeværk | Region Syddanmark | http://www.vejen-varme.dk | Vejen | 1 | 103 | 35535 | [5 empty] | 1991
274 | EE | Maardu |  | Saha-Loo tee | IRU Waste to Energy Unit |  | https://www.energia.ee | URI WTE | 1 | 660.6607 | 220000 |  | 17 |  | 50 |  | Under construction | SNCR, SD, FF
275 | ES | Meruelo (Cantabria) | 39192 | Bº La Verna, s/n | TRATAMIENTO INTEGRAL DE RSU DE CANTABRIA | Cantabria | http://www.urbaser.com | Meruelo | 1 | 288 | 99360 |  | 10 |  |  |  | 2006 | Sd, FF
276 | ES | Barcelona (Sant Adrià del Besòs) | 08930 | Avinguda d'Eduard Maristany 44 | Planta de Valorización Energética (PVE), Tersa | Catalunya, Cataluña | http://www.tersa.com/ | TERSA | 3 | 1044 | 360180 | 80 |  | 72899 | 0 |  | 1975 | ESP, SD, FF | Annual Report | ave 1,81 | ave 8,1 | ave 110,9 | ave 34,5 | ave 0,93 | ave 3,3 | ave 0,09 | ave 0,00318 | ave 0,0056 | ave 0,0065 | ave 0,0118
277 | ES | Girona | 17461 | Paratge De Campdorà, S/N | TRARGISA | Catalunya, Cataluña | NO INFO | TRARGISA | 2 | 144 | 49680 |  | 13 |  |  |  | 1983 | NO INFO
278 | ES | Mataró | 08302 | C/ de la Teixidora, 83 PI Les Hortes del CamíRai | TRM | Catalunya, Cataluña | http://www.plantabrossa-maresme.com | TRM | 2 | 480 | 165600 | 46 |  |  |  |  | 1994 | SD, FF
279 | ES | Tarragona | 43206 | C/ Coure s/n. Polg.Ind.Riu Clar | SIRUSA | Catalunya, Cataluña | http://www.sirusa.es | Sirusa Tarragona | 2 | 480 | 165600 |  | 7.4 |  |  |  | 2004 | SD, FF, SCR
280 | ES | Cerceda (A Coruña) | 15187 | Morzós, 10 bajos, San Roman -Encrovas | Sociedade Galega do Medio Ambiente (SOGAMA) | Galicia, Galiza | http://www.sogama.es | SOGAMA | 2 | 1104 | 506115 | 150 |  |  | None |  | 2002 | SD, FF | Report first half 2011
281 | ES | Palma de Mallorca. | 07120 | Zone 1, Son Reus, | Tirme Son Reus | Islas Baleares, Illes Balears, | http://www.tirme.com/ | Tirme Mallorca | 4 | 900 | 732000 |  | 60 |  | none |  | 1997/2010 | Semi-dry bagfilter, active carbon
282 | ES | Madrid | 28051 | Cañada Real De Merinas, S/N | P.V.E. DE “LAS LOMAS | Madrid | http://www.urbaser.com | TIRMADRID | 3 | 855 | 294975 |  | 29 |  |  |  | 1997 | SD, FF
283 | ES | Melilla | 52002 | Horcas Doradas C/D, s/n | Remesa | Melilla | http://www.remesa.es | REMESA | 1 | 108 | 33750 |  | 12 |  |  |  | 1996 | SD, FF
284 | ES | Bilbao | 48002 | Camino de Artigas, 10 | Zabalgarbi | Euskadi, País Vasco | NO INFO | Bilbao | 1 | 720 | 248400 |  | 70 |  |  |  | 2004 | SNCR, SD FF
285 | FI | Korkeakoski |  |  | Korkeakoski Waste-to-Energy Power Plant |  | http://www.kotkanenergia.fi |  | 1 | 300 | 90000 |  | 8.5 |  | 8 |  | 2009
286 | FI | Oulu | 90630 | Ruskonniityntie 10 | MSW WtE OULU | Pohjois-Pohjanmaa | http://www.ouka.fi | WTE OULU | 1 | 384 | 128000 | [5 empty] | Under construction
287 | FI | Riihimäki, | 11120 | Kuulojankatu 1 | Ekokem Oy |  | http://www.ekokem.fi | Ekokem Oy | 2 | 300 | 100000 | [5 empty] | Under construction | ESP, Wet, FF
288 | FI | Turku | 20380 | Polttolaitoksenkatu 13 | Orikedon Jätteenpolttolaitos |  |  |  | 0 | 0 | 0 | [5 empty] | closed
289 | FI | Koivulahti | 66530 | Energiatie 37 | Westenergy Oy Ab |  | http://www.westenergy.fi | Westenergy | 1 | 450.4505 | 150000 |  | 15 |  | 40 |  | 2012
290 | FI | Vantaa -Helsinki |  | Långmossebergen | Vantaan Energia WTE |  | http://www.vantaanenergia.fi | vantaanenergia | 2 | 960.961 | 320000 |  | 43 |  | 99 |  | Under construction
291 | FO | Leirvik (Faerøer) | FO-520 | Hagaleiti | Brennistøðin á Hagaleiti |  | www.irf.fo | Brennistøðin á Hagaleiti | 1 | 60 | 20700 | [5 empty] | 1989
292 | FO | Torshavn (Faerøer) | FO-110 | Á Hjalla, 188 Hoyvik | Torshavn Forbrændingsanlæg |  |  | Hjalla Torshavn Faroer | 1 | 60 | 20700 | [5 empty] | 1987
293 | FR | Amilly | 45200 | 215 rue de Paucourt | Novergie Montargis | 45 Loiret | http://www.novergie.fr/page/groupe/usines/usine.php?id=16 | UIOM de Amilly | 1 | 67 | 22400 |  |  | 0 | 0 |  | 1969
294 | FR | Antibes-Cannes | 06600 | route de Grasse | Sidom Antibes | 06 Alpes-Maritimes |  | Valomed Antibes | 2 | 432 | 149040 |  | 46 |  |  |  | 1969
295 | FR | Argenteuil | 95100 | 2 rue du Chemin Vert | Novergie Argenteuil | 95 Val-d'Oise | http://www.novergie.fr/page/groupe/usines/usine.php?id=3 | UIOM Argenteuil | 2 | 519.5195 | 173000 |  |  | 100000 | 63600 |  | 1998
296 | FR | Arques | 62510 | 365 Avenue Isaac Newton, | Centre de Valorisation Énergétique, Flamoval | 62 Pas-de-Calais | http://www.smfm-flamoval.fr/ | NO INFO | 1 | 300 | 100000 | 33.4 |  |  |  |  | 2011
297 | FR | Arrabloy | 45500 | Les Gatines | Tiru, incinerateur de Gien Arrabloy | 45 Loiret | http://www.tiru.fr | UIOM Gien Arrabloy | 2 | 240 | 80000 |  | 5.5 | 3001 | 0 |  | 1999
298 | FR | Aurillac | 15000 | 19 rue du Docteur Mallet | Veolia, UIOM d'Aurillac | 15 Cantal | http://www.veolia-proprete.fr/images/veolia/media/departements-ara | NO INFO | 1 | 24 | 7999.9992 | [5 empty] | 1988
299 | FR | Bassens | 33530 | 6--8 Boulevard de l’industrie | Veolia, UIOM DE BASSENS | 33 Gironde |  | UIOM Bassens | 1 | 144 | 47999.9952 | [5 empty] | NO INFO
300 | FR | Bayonne | 64100 | CIVD des Bacheforès, 62 Chemin de Loustaounaou | UIOM de Bayonne | 64 Pyrénées-Atlantiques |  | UIOM de Bayonne | 2 | 84 | 28000 |  | 0 | 0 | 0 | 0 | 1990
301 | FR | Belfort | 90140 | ZI de Bourogne | Belfort (Bourogne) | 90 Territoire de Belfort |  | UIOM de Bourogne | 2 | 296 | 102120 |  | 30 |  |  |  | 2002
302 | FR | Bellegarde sur valserine | 01200 | ZI Arlod Chantavril | Novergie Bellegarde sur valserine SET Faucigny Genevois | 01 Ain | http://www.novergie.fr/page/groupe/usines/usine.php?id=27 | SET Faucigny Genevois | 2 | 384 | 120000 |  |  | 54800 | 0 |  | 1998 | [12 empty] | 0.14
303 | FR | Bellentre - Valezan | 73210 | RN 90 - Lieu Dit Le Praz | Novergie Bourg St Maurice (Valezan) | 73 Savoie | http://www.novergie.fr/page/groupe/usines/usine.php?id=33 | Novergie Centre Est | 1 | 80 | 24000 |  |  | 0 | 0 |  | 1991 | [12 empty] | 0.002
304 | FR | Benesse-Maremne | 40230 | 62 chemin bayonnais | SITCOM Benesse Maremne | 40 Landes |  | Benesse Maremne | 2 | 180 | 59999.994 | [5 empty] | 1985
305 | FR | Besançon | 25000 | 16 Rue Édouard Belin | SECIP Besançon | 25 Doubs | http://www.secip.fr/ | SECIP Besançon | 2 | 168 | 55999.9944 | [5 empty] | 1985
306 | FR | Bessières | 31660 | ZA des Turquès - Route de Montauban | Novergie Bessières (Econotre) | 31 Haute-Garonne | http://www.econotre.fr/ | UIOM Bessières | 2 | 547 | 170000 | [5 empty] | 2001
307 | FR | Blois | 41000 | 161 avenue de Chateaudun | ARCANTE | 41 Loir-et-Cher | http://www.novergie.fr/page/groupe/usines/usine.php?id=2 | Arcante | 2 | 264 | 91080 | 28 |  | 48000 | 17000 |  | 2000
308 | FR | Bordeaux-Bègles | 33323 | rue Louis Blériot | Novergie Bordeaux (Bègles) | 33 Gironde | http://www.novergie.fr/page/groupe/usines/usine.php?id=4 | Novergie Bègles | 3 | 864 | 298080 | 84 |  | 122000 | 0 |  | 1998
309 | FR | Bourgoin-Jallieu | 38314 | 3 rue du Pont Rouge - BP 594 | Veolia Bourgoin Jallieu | 38 Isère | http://www.veolia-proprete.fr/ | Bourgoin-Jallieu | 2 | 528 | 182160 | 64 |  |  |  |  | 2007
310 | FR | Brest | 29200 | 179 Boulevard de l'Europe | Veolia Brest | 29 Finistère | http://www.veolia-proprete.fr/ | Veoilia Brest | 2 | 432 | 143999.9856 | [5 empty] | 1988
311 | FR | Briec de l'Odet | 29510 | ZI Luminoc'h | Veolia Briec (Quimper) | 29 Finistère | http://www.veolia-proprete.fr/ | Veolia Briec | 2 | 192 | 63999.9936 | [5 empty] | 1996
312 | FR | Calce | 66030 | Les Tres Pilous Route départementale 614 | Tiru, UIOM DE Calce (Perpignan) | 66 Pyrénées-Orientales | http://www.tiru.fr | UIOM de Calce | 2 | 528 | 179000 |  | 21.6 | 88802 | 0 |  | 2003 |  | Annual report
313 | FR | Carhaix | 29270 | Site de Kervoazou | Novergie Carhaix | 29 Finistère | http://www.novergie.fr/page/groupe/usines/usine.php?id=6 | Novergie Carhaix | 1 | 90.0901 | 30000 |  |  | 7000 | 0 |  | 1994
314 | FR | Carrières-sous-Poissy (Yvelines) | 78955 | RD 190 lieu dit “La Demie Lieue” | Novergie Azalys | 78 Yvelines | http://www.novergie.fr/page/groupe/usines/usine.php?id=5 | UIOM Carriere sous poissy | 2 | 345.3453 | 115000 |  | 9.3 | 44000 |  |  | 1998
315 | FR | Carrières-sur-Seine | 78420 | 2 rue de l’Union | Novergie CARRIÈRES-SUR-SEINE | 78 Yvelines | http://www.novergie.fr/page/groupe/usines/usine.php?id=7 | Novergie Carrières-sur-seine | 2 | 420.4204 | 140000 |  |  | 10100 | 38000 |  | 1987
316 | FR | Cenon | 33150 | rue Jean Cocteau | Veolia, UIOM de Cenon | 33 Gironde | http://www.veolia-proprete.fr/ | UIOM de Cenon | 2 | 375.3754 | 125000 | [5 empty] | 1983
317 | FR | Châlons en Champagne, La Veuve | 51520 | Rue des Vignettes | Veolia UIOM de Chalons en champagne | 51 Marne | http://www.veolia-proprete.fr/ | UIOM de Chalons en Champ. | 1 | 360 | 124200 |  | 34 |  |  |  | 2005
318 | FR | Chambery | 73000 | 474 RUE ARISTIDE BERGES | UIOM DE Chambery | 73 Savoie | http://www.chambery-metropole.fr/77-usine-d-incineration.htm | UIOM de Chambery | 3 | 346 | 115333.3218 | [5 empty] | 1996
319 | FR | Chartres-Mainvilliers | 28300 | rue mare corbonne | Novergie, UIOM DE Chartres | 28 Eure-et-Loir | http://www.novergie.fr/page/groupe/usines/usine.php?id=20 | UIOM de Chartres | 2 | 360 | 124200 | 38 | 9.44 | 65500 |  |  | 1999
320 | FR | Chateaudun | 28088 | Route de Sancheville | VonRoll INOVA, UIOM DE Chateaudun | 28 Eure-et-Loir | http://www.sinoe.org:8080/exploitgeneassistee/consultActeurService/consultActeur.php?IDACT=1373 | UIOM de Chateaudun | 1 | 82 | 27333.3306 | [5 empty] | 1976
321 | FR | Chaumont / Haute-Marne | 52000 | 7 Rue Emile Baudot | Veolia, UIOM DE Chaumont | 52 Haute-Marne | http://www.veolia-proprete.fr/ | UIOM de Chaumont | 2 | 240 | 82800 |  | 23 |  |  |  | 1998
322 | FR | Chavanod | 74067 | Le champ de l’Ale 310 route du champ de l’Ale | UIOM DE Chavanod | 74 Haute-Savoie | http://www.sila.fr | SILA Chavanod | 3 | 420.4204 | 140000 | [6 empty] | ESP, Wet, FF
323 | FR | Colmar | 68066 | 174, rue de Ladhof | UIOM DE Colmar | 68 Haut-Rhin | http://www.rohr.fr/incinera.htm | UIOM de Colmar | 2 | 288 | 99360 |  | 30 |  |  |  | 1988
324 | FR | Colombelles-Caen | 14460 | 9 rue Francis de Pressencé | Novergie, UIOM DE Caen | 14 Calvados | http://www.novergie.fr/page/groupe/usines/usine.php?id=29 | UIOM de Caen | 2 | 360 | 124200 |  |  | 0 | 89400 |  | 1972
325 | FR | Concarneau | 29900 | Rue Neuve | BIOCEVAL | 29 Finistère |  | UIOM CONCARNEAU | 2 | 187 | 62333 | [5 empty] | 1989
326 | FR | Confort-Meilars (Douarnenez) | 29790 | Ménez Gouret | Tiru, Ouest-Cornouaille SITOM | 29 Finistère | http://www.tiru.fr/spip.php?article263&var_recherche=meilars | UIOM Confort Meilars | 1 | 60 | 18000 | [5 empty] | 1973
327 | FR | Couëron | 44220 | Cité Navale | Veolia, UIOM DE Couëron | 44 Loire-Atlantique | http://www.usine-arcenciel.fr/ | Usine Arcentiel | 2 | 336 | 115920 | [5 empty] | 1994
328 | FR | Couronne | 16113 | Le Mas - Rte de St Michel | Novergie, UIOM DE LA COURONNE | 16 Charente | www.novergie.fr | UIOM de La Couronne | 1 | 120 | 40000 |  |  | 0 | 0 |  | 1986
329 | FR | Créteil | 94000 | 10/11 rue des Malfourches | Novergie Créteil | 94 Val-de-Marne | http://www.novergie.fr/page/groupe/usines/usine.php?id=10 | Novergie Créteil | 2 | 720 | 235000 |  |  | 128100 | 0 |  | 2000
330 | FR | Dijon | 21000 | rue Alexandre Fleming | UIOM DE Dijon | 21 Côte-d'Or | http://www.grand-dijon.fr | UIOM de Dijon | 2 | 556 | 140000 | [5 empty] | 1974
331 | FR | Douchy-les-Mines | 59282 | 7 Rue de Lourches | TIRU UIOM DE Douchy-Les-Mines | 59 Nord | http://www.tiru.fr | UIOM Douchy-Les-Mines | 2 | 240 | 82800 | 25 |  | 34527 |  |  | 1977 |  | Annual report
332 | FR | Dunkerque | 59183 | Rue Alexis Carell | Valnor UIOM de PETITE-SYNTHE | 59 Nord |  | Valnor Dunkerque | 3 | 360 | 120000 | [5 empty] | 2007
333 | FR | Echillais | 17146 | Les Brandes du Château Rte de Soubise | Veolia, UIOM D’Echillais | 17 Charente-Maritime | http://www.veolia-proprete.fr/ | UIOM de Soubise | 2 | 120 | 40000 | [5 empty] | 1990
334 | FR | Fort-de-France / Martinique | 97209 | Morne Dillon Sud | Veolia, UIOM DE Fort-de-France | 97 DOM | http://www.veolia-proprete.fr/ | UIOM de Martinique | 2 | 336 | 112000 | [5 empty] | 2002
335 | FR | Fos-sur-Mer / Marseille | 13270 | ZI DE FOS SUR MER - Route de Quai Minéralier - Lieu-dit Caban sud | EveRé, UIOM DE Fos-sur-Mer | 13 Bouches-du-Rhône | http://www.evere.fr/ | EveRé | 2 | 960 | 331200 | 126 |  |  |  |  | 2008 | SD, FF, SCR | Monthly report
336 | FR | Fourchambault | 58117 | 38 Route de Vauzelles | Veolia, UIOM DE Fourchambault | 58 Nièvre | http://www.veolia-proprete.fr/ | Veolia Fourchambault | 1 | 144 | 48000 | [5 empty] | 2002
337 | FR | Grand Quevilly (Le) | 76120 | Boulevard Stalingrad | Veolia, UIOM DE Rouen | 76 Seine-Maritime | http://www.smedar.fr | VESTA Rouen | 3 | 1044 | 348000 | [5 empty] | 2008
338 | FR | GUADALOUPE |  | Passage de La Gabarre | VALORGABAR | 971 Guadeloupe | http://www.urbaser.com | Guadeloupe | 1 | 330.3303 | 110000 |  | 10 |  |  |  | Under construction
339 | FR | Guerville | 78930 | RD 113 | Veolia, UIOM Guerville | 78 Yvelines | http://www.veolia-proprete.fr/ | UIOM de Guerville | 3 | 288 | 96000 | [5 empty] | 1997
340 | FR | Guichainville | 27930 | Saint Laurent, BP 110 | UIOM DE Guichainville | 27 Eure |  | UIOM Guichainville | 2 | 269 | 90000 | [5 empty] | 2003
341 | FR | Henin-Beaumont | 62427 | CHEMIN DE LA BUISSE | Tiru, UIOM D’Henin-Beaumont | 62 Pas-de-Calais | http://www.tiru.fr | UION de Henin | 2 | 168 | 57960 | 22 |  | 0 | 0 |  | 1973 |  | Annual report
342 | FR | Labeuvriere | 62122 | rue jean de sars | UIOM DE Labeuvriere | 62 Pas-de-Calais |  | UIOM Labeuvriere | 3 | 480 | 160000 | [5 empty] | 2006
343 | FR | Lasse | 49490 | Lande du Chêne de la Mott | Veolia, UIOM DE Lasse | 49 Maine-et-Loire | http://www.veolia-proprete.fr/ | Salamandre | 1 | 300 | 100000 | [5 empty] | 2004
344 | FR | Le Mans | 72000 | 206 RUE ANGEVINIERE | Veolia, UIOM du Mans 1 | 72 Sarthe | http://www.veolia-proprete.fr/ | No INFO | 2 | 504 | 168000 | [5 empty] | 1975
345 | FR | LE PASSAGE | 47201 | Chemin de Punche, MONBUSQ | Novergie, UIOM D’Agen, SOGAD | 47 Lot-et-Garonne | http://www.novergie.fr/page/groupe/usines/usine.php?id=30 | UIOM d'agen | 1 | 101 | 32000 |  |  | 23500 | 0
346 | FR | Lille _Halluin | 59250 | 13-202 Chemin de Péruweltz | CVE Antares (Le Centre de Valorisation Energétique d'Halluin) | 59 Nord | http://www.lillemetropole.fr/index.php?p=977&art_id= | UIOM de Halluin | 3 | 1044 | 360180 | 111 |  |  |  |  | 2001
347 | FR | Limoges | 87280 | Rue de Fougeras | Veolia, UIOM DE Limoges | 87 Haute-Vienne | http://www.veolia-proprete.fr/ | UIOM de Limoges | 3 | 360 | 120000 | [5 empty] | 1989
348 | FR | Livet-et-Gavet | 38212 | Avenue de FAUGERAS | Veolia, UIOM DE Livet-et-Gavet | 38 Isère | http://www.veolia-proprete.fr/ | UIOM de Livet | 1 | 60 | 20000 |  | 0 | 0 | 0 | 0 | 1998
349 | FR | Lons-le-Saunier | 39000 | ZI, rue rené maire | Novergie, UIOM DE Lons le Saunier | 39 Jura | http://www.novergie.fr/page/groupe/usines/usine.php?id=42 | UIOM Lons-le-Saunier | 1 | 120 | 41400 |  | 12 | 5000 | 22000 |  | 1994
350 | FR | Lunel-Viel | 34146 | lieu dit les roussels RN 113 | Novergie, UIOM DE Lunel-Viel | 34 Hérault | http://www.novergie.fr/page/groupe/usines/usine.php?id=18 | UIOM de Lunel-Viel | 2 | 384 | 132480 |  |  | 65000 | 0 |  | 1999
351 | FR | Lyon sud | 69007 | 7 Rue de Dôle - Port Edouard Herriot | UIOM DE Lyon Gerland | 69 Rhône |  | UION de Lyon Garland | 3 | 960 | 331200 | 82 |  |  |  |  | 1990
352 | FR | Marignier | 74970 | 164 Impasse des Gravières | Veolia, UIOM DE Marignier | 74 Haute-Savoie | http://www.veolia-proprete.fr/ | NO INFO | 1 | 120 | 40000 | [5 empty] | 1991
353 | FR | Massy | 91377 | ROUTE DE LA BONDE | UIOM Massy | 91 Essonne | http://massy-antony.reseau-chaleur.fr/ | UIOM de Massy | 2 | 264 | 88000 | 22 |  |  |  |  | 1987
354 | FR | Maubeuge | 59392 | Les gravières Impasse des gravières | VALNOR , UIOM DE Maubeuge | 59 Nord |  | VALNOR Maubeuge | 2 | 264 | 88000 | [5 empty] | 1981
355 | FR | Messanges | 40181 | Z.I. des Terres du Pont Rouge | UIOM DE Messanges | 40 Landes | NO INFO | NO INFO | 1 | 72 | 24000 | [18 empty] | 0.001
356 | FR | Metz | 57463 | 23 Avenue de Blida | UVE de Metz (UIOM) | 57 Moselle | http://www.haganis.fr | UIOM de Metz | 2 | 384 | 128000 | 41 |  |  |  |  | 2001 |  | Annual report
357 | FR | Montauban | 82000 | 786 Avenue Gasseras | Novergie, UIOM DE Montauban | 82 Tarn-et-Garonne | http://www.novergie.fr/page/groupe/usines/usine.php?id=17 | Novergie Montauban | 1 | 120 | 40000 |  |  | 0 | 18500 |  | 1986
358 | FR | Montbeliard | 25200 | Rue du champ du cerf | Veolia, UIOM DE Montbeliard | 25 Doubs | http://www.veolia-proprete.fr/ | Veolia Montbeliard | 2 | 192 | 64000 | [5 empty] | 1987
359 | FR | Montereau-Fault-Yonne | 77305 | 22 rue grande Haie | Veolia, UIOM Montereau | 77 Seine-et-Marne | http://www.veolia-proprete.fr/ | UIOM de Montereau | 1 | 77 | 25600 |  | 0 | 0 | 0 | 0 | 1973
360 | FR | Monthyon | 77122 | Lieu-dit la croix gillet | Veolia, UIOM Monthyon | 77 Seine-et-Marne |  | UIOM de Monthyon | 2 | 336 | 115920 |  | 35 |  |  |  | 1997
361 | FR | Mourenx | 64150 | Route Artix | UIOM DE Mourenx | 64 Pyrénées-Atlantiques |  | NO INFO | 1 | 48 | 16000 | [5 empty] | 1990
362 | FR | Nancy-Ludres | 54328 | ZI 226 rue V Grignard | Veolia, UIOM DE Ludres (Nancy) | 54 Meurthe-et-Moselle | http://www.nancyenergie.fr/ | Nancy Ludres | 2 | 336 | 115920 |  | 32 |  |  |  | 1995
363 | FR | Nantes est | 44326 | 350 rue de l'Etier | Novergie Nantes (Est), Valorena | 44 Loire-Atlantique | http://www.novergie.fr | Valorena Nantes | 2 | 456 | 157320 |  |  | 0 | 136000 |  | 1987 |  | Daily report
364 | FR | Nice | 06000 | 33 Boulevard de l'Ariane | Nice | 06 Alpes-Maritimes |  | UIOM de Nice | 4 | 1296 | 450000 | [5 empty] | 1977
365 | FR | Nîmes | 30900 | Chemin du Mas de Cheylon | Nîmes (EVOLIA) | 30 Gard | http://www.uve-evolia.fr/ | Veolia Nimes | 1 | 336 | 115920 |  | 35 |  |  |  | 2003
366 | FR | Noidans-le-Ferroux | 70387 | Lieu dit les Fouchères | UIOM Noidans le ferroux | 70 Haute-Saône | http://www.idex-groupe.com/metiers/valorisation-des-dechets | UIOM de Noidans-le-Ferroux | 1 | 125 | 41000 | [5 empty] | 2007
367 | FR | Noyelles-Sous-Lens | 62221 | RUE DU DOCTEUR SCHAFFNER | INOVA FRANCE, UIOM DE Noyelles-Sous-Lens | 62 Pas-de-Calais |  | UIOM de Noyelles-sous-Lens | 2 | 322 | 111090 |  | 37 |  |  |  | 1973
368 | FR | Ouarville | 28291 | ZA de Bois Gaillard | Novergie, UIOM D’Ouarville | 28 Eure-et-Loir | http://www.novergie.fr/page/groupe/usines/usine.php?id=36 | UIOM d'Ouarville | 2 | 384 | 120000 |  |  | 60000 | 0 |  | 2000
369 | FR | Paillé (Saint-Jean d’Angely) | 17271 | 18 rue de la garenne | Tiru, UIOM DE PAILLÉ | 17 Charente-Maritime | http://www.tiru.fr | UIOM de la Garenne | 1 | 84 | 26000 |  |  | 0 | 0 |  | 1981 |  | Annual report
370 | FR | Paris, Issy-les-Moulineaux | 92130 | 39-97 Quai du Président Roosevelt | SYCTOM Isséane | 92 Hauts-de-Seine | http://www.syctom-isseane.com/ | SYTCOM Isséane | 2 | 1464 | 460000 |  | 50 |  | 461131 |  | 2007 | Electrofilter, bagfilter, SCR | Annual report
371 | FR | Paris, Ivry XIII | 75013 | 43 rue Bruneseau | SYCTOM, Ivry-Paris XIII | 94 Val-de-Marne | http://www.syctom-paris.fr/ | Syctom Paris Ivry | 2 | 2400 | 730000 |  | ?? | 70711 | 10000 |  | 1969/1997 | Electrofilter, SCR/KAT, wet scrubber | Annual report
372 | FR | Paris, Saint-Ouen | 94300 | 22 - 24 rue Ardoin | SYCTOM, Saint-Ouen Paris | 93 Seine-Saint-Denis | http://www.syctom-paris.fr/ | Syctom Saint-Ouen | 3 | 2736 | 630000 |  | 10 | 11482 | 89000 |  | 1990 | wet Electrofilter, SCR/KAT | Annual report
373 | FR | Passy | 74190 | 1159 Rue La Centrale | Novergie, UIOM DE Passy, SET Mont-Blanc | 74 Haute-Savoie | http://www.novergie.fr | Set Mont Blanc | 1 | 180 | 60000 |  |  | 21300 | 0 |  | 1995 | SD, FF | Monthly report
374 | FR | Pau-Lescar | 64230 | Rue d’Arsonval - ZI Induspal | Novergie UIOM DE Pau | 64 Pyrénées-Atlantiques | http://www.novergie.fr | Pau Lescar | 2 | 280 | 82000 |  | 5.5 | 20700 | 0 |  | 1997
375 | FR | Pithiviers | 45252 | ZI D’INDUSPAL | INOVA France, UIOM DE Pithiviers | 45 Loiret |  | UIOM de Pithiviers | 1 | 78 | 26000 | [5 empty] | 1985
376 | FR | Planguenoual | 22400 | les landes lambert | Novergie, UIOM DE Planguenoual | 22 Côtes-d'Armor | http://www.novergie.fr | UIOM de Planguenoual | 1 | 134 | 42000 |  | 2 | 12300 | 0 |  | 1993 | Dry
377 | FR | Plouharnel | 56168 | Kerarno | Veolia UIOM DE Plouharnel | 56 Morbihan | http://www.veolia-proprete.fr/ | UIOM de Plouharnel | 1 | 100 | 33600 | [5 empty] | 1971 | [12 empty] | 0.004
378 | FR | Pluzunet | 22140 | Site du quelven | Veolia UIOM DE Pluzunet | 22 Côtes-d'Armor | http://www.veolia-proprete.fr/ | UIOM de Pluzenet | 1 | 168 | 56000 | [5 empty] | 1997
379 | FR | Poitiers | 86194 | 1 rue Edouard Branly | Veolia, UIOM DE POITIERS | 86 Vienne | http://www.veolia-proprete.fr/ | UIOM Poitiers | 2 | 192 | 64000 | [5 empty] | 1984
380 | FR | Pontarlier | 25300 | Rue des Tourbières | Novergie, UIOM DE Pontarlier | 25 Doubs | http://www.novergie.fr | UIOM de Pontarlier | 1 | 108 | 37500 |  |  | 0 | 34000 |  | 1989 | Dry, FF
381 | FR | Pontcharra | 38530 | 1293 Avenue Jean François Champollion | UIOM DE Pontcharra | 38 Isère | http://www.idex-groupe.com/metiers/valorisation-des-dechets | UIOM de Pontcharra | 1 | 65 | 21600 |  | 0 | 0 | 0 | 0 | 1977
382 | FR | Pontenx-les-Forges | 40200 | lieu dit larrouza D 46 | Tiru, UIOM DE Pontenx-les-Forges | 40 Landes | http://www.tiru.fr | UIOM de Pontenx-les-forges | 1 | 127 | 40000 |  | 2.4 | 11000 | 0 |  | 1997 |  | Annual report
383 | FR | Pontivy | 56300 | ZI le sourn, Rue Charles le Tellier | Tiru, UIOM DE Pontivy | 56 Morbihan | http://www.tiru.fr | UIOM de Pontivy | 1 | 96 | 28000 |  |  | 0 | 34000 |  | 1990 |  | Annual report
384 | FR | Pontmain | 53181 | route de fougères | Novergie, UIOM DE Pontmain | 53 Mayenne | http://www.novergie.fr | UIOM de Pontmain | 2 | 173 | 57600 |  |  | NO INFO | NO INFO |  | 1984
385 | FR | Rambervillers |  | Route de Romont | Novergie, UIOM DE Rambervillers | 88 Vosges | http://www.novergie.fr/page/groupe/usines/usine.php?id=31 | UIOM de Rambervillers | 3 | 312 | 104000 |  |  | 38600 | 1700 |  | 1983
386 | FR | Reims | 51689 | CHEMIN du moulin de vrilly | Veolia, UIOM DE Reims | 51 Marne | http://www.veolia-proprete.fr/ | UIOM de Reims | 2 | 312 | 104000 | [5 empty] | 1989
387 | FR | Rennes | 35238 | Avenue Charles Tillon | Veolia, Rennes | 35 Ille-et-Vilaine | http://www.veolia-proprete.fr/ | UIOM de Rennes | 2 | 240 | 82800 |  | 29 |  |  |  | 1968
388 | FR | Rillieux La Pape | 69140 | 1110 route du Mas Rillier | Novergie, Lyon Nord (Valorly) | 69 Rhône | http://www.novergie.fr/page/groupe/usines/usine.php?id=35 | Novergie Lyon Nord | 2 | 576 | 192000 |  |  | 36000 | 90000 |  | 1989
389 | FR | Rochelle La | 17300 | ZI Rue Chef de Baie | Veolia, UIOM DE LA ROCHELLE | 17 Charente-Maritime | http://www.veolia-proprete.fr/ | UIOM de La Rochelle | 2 | 192 | 64000 | [5 empty] | 1988
390 | FR | Rosiers-d'égletons (Tulle) | 19300 | Lieu dit les Chaux - RD 12 | Novergie, Rosiers-d'égletons | 19 Corrèze | http://www.novergie.fr/page/groupe/usines/usine.php?id=11 | UIOM Les Chaux | 1 | 127 | 40000 |  | 2.4 | 13400 | 0 |  | 1997
391 | FR | Rouxmesnil-Bouteilles | 76370 | Chemin Rivière | INOVA France, UIOM DE Dieppe | 76 Seine-Maritime |  | UIOM de Dieppe | 2 | 120 | 40000 | [5 empty] | 1971
392 | FR | Rungis | 94569 | 1 rue du Four - Secteur Marée | Veolia, UIOM de Rungis | 94 Val-de-Marne | http://www.veolia-proprete.fr/ | UIOM de Rungis | 2 | 490 | 169050 |  | 35 |  |  |  | 1984
393 | FR | Saint Barthelemy | 97123 | LES CHAUX, ROUTE DEPARTEMENTALE 16 | Tiru, UIOM DE Saint Barthelemy | 97 DOM | http://www.tiru.fr | UIOM de Daint Barthelemy | 1 | 36 | 7500 |  |  |  | yes |  | 2001 |  | Annual report
394 | FR | Saint Benoit la Foret | 37500 | D751, Le Palis | INOVA France, UIOM DE Saint Benoit la Foret | 37 Indre-et-Loire |  | UIOM de Saint Benoit la Foret | 1 | 67 | 22400 | [5 empty] | 1984
395 | FR | Saint Jean de Folleville (Le Havre) | 76170 | ZAC de Port-Jérôme 2 | Novergie, UIOM DE Saint Jean de Folleville | 76 Seine-Maritime | http://www.novergie.fr/page/groupe/usines/usine.php?id=19 | UIOM de Saint Jean | 2 | 576 | 198720 | 61 | 17 | 84400 | 0 |  | 2004
396 | FR | Saint Pierre d'Oléron | 17310 | D734 / Le Bois d’Anga | Saint Pierre Oléron | 17 Charente-Maritime |  | UIOM DE L’ILE D’OLERON | 2 | 120 | 40000 |  | 0 | 0 | 0 | 0 | 1979
397 | FR | Saint Pourcain sur Sioule | 03500 | Les Bouillots - BP 32 | Veolia, Bayet | 03 Allier | http://www.veolia-proprete.fr/ | UIOM de Bayet | 2 | 216 | 72000 | [5 empty] | 1982
398 | FR | Saint Saulve | 59880 | 4, rue du Galibot ZI | TIRU, UIOM DE Saint-Saulve | 59 Nord | http://www.tiru.fr | TIRU Valenciennes | 3 | 360 | 124200 | 38 |  | 30324 | 0 |  | 1977 |  | Annual report
399 | FR | Saint Thibault des Vignes | 77400 | 3 rue Grand Pommeraye - ZA la Courtillière | Novergie, UIOM Saint-Thibault-les-Vignes | 77 Seine-et-Marne | http://www.novergie.fr/page/groupe/usines/usine.php?id=24 | UIOM Saint-Thibault-les-Vignes | 2 | 480 | 140000 |  | 11.5 | 70000 | 0 |  | 1995
400 | FR | Sainte Gemmes sur Loire | 49130 | Quartier de la Roseraie- 36, rue d'Arbrissel | Veolia, Angers | 49 Maine-et-Loire | http://www.veolia-proprete.fr/ | UIOM de angers | 3 | 360 | 120000 | [5 empty] | 1974 | [12 empty] | 0.005
401 | FR | Saint-Ouen-l’Aumone | 95572 | Parc d’activité des Béthunes Avenue du Fief | Veolia UIOM Saint-Ouen-l’Aumone | 95 Val-d'Oise | http://www.veolia-proprete.fr/ | UIOM Saint-Ouen-l’Aumone | 2 | 504 | 168000 | [5 empty] | 1996
402 | FR | Saint-Pantaléon-de-Larche | 19600 | Le Chadelbos | INOVA France | 19 Corrèze |  | INOVA France | 3 | 252 | 84500 | [5 empty] | 1973
403 | FR | Salaise-sur-Sanne | 38468 | Rue Denis Papin | UIOM DE Salaise-sur-Sanne | 38 Isère | http://www.groupe-seche.com | UIOM Salaise-sur-Sanne | 1 | 300.3003 | 100000 | [5 empty] | 1985
404 | FR | Salins-les-Thermes | 73600 | Route de la Rageat, Villarlurin | Novergie, Moutiers | 73 Savoie | NO INFO | NO INFO | 1 | 23 | 7600 |  | 0 | 0 | 0 | 0 | 1991
405 | FR | Saran | 45770 | 651 rue de la Motte Pétrée | Veolia, Saran (Orléans) | 45 Loiret | http://www.veolia-proprete.fr/ | UIOM Saran | 2 | 336 | 112000 | [5 empty] | 1995
406 | FR | Sarcelles | 95200 | 1 rue de Tissonvilliers | Sarcelles (Saren) | 95 Val-d'Oise | http://www.idex-groupe.com/metiers/valorisation-des-dechets | UIOM Sarcelles | 2 | 480 | 160000 | [5 empty] | 1978
407 | FR | Sausheim | 68390 | 1 route de Chalampé | Novergie, Mulhouse 2 | 68 Haut-Rhin | http://www.novergie.fr/page/groupe/usines/usine.php?id=25 | UIOM Sausheim | 2 | 504 | 165000 |  |  | 64700 | 0 |  | 1999
408 | FR | Schweighouse sur Moder | 67590 | ZI du Reid | Novergie, UIOM Haguenau | 67 Bas-Rhin | http://www.novergie.fr/page/groupe/usines/usine.php?id=26 | UIOM Hagenau | 2 | 240 | 80000 |  |  | 9100 | 44500 |  | 1990
409 | FR | Sens | 89100 | Rue des Longues Raies - Z.I. des Vauguillettes | Veolia, Sens | 89 Yonne | http://www.veolia-proprete.fr/ | Sens | 1 | 72 | 24000 | [5 empty] | 1988
410 | FR | Sète | 34200 | Avenue des Eaux Blanches | Veolia UIOM de Sète | 34 Hérault | http://www.veolia-proprete.fr/ | UIOM de Sète | 1 | 135 | 44800 | [5 empty] | 1992
411 | FR | Strasbourg | 67000 | 3 route du Rohrschollen | Tiru, Strasbourg | 67 Bas-Rhin | http://www.groupe-seche.com | Tiru Strasbourg | 4 | 1056 | 350000 |  | 22 | 54888 | 0 |  | 1974
412 | FR | Surgères | 17700 | ZI Ouest | UIOM DE SURGERES | 17 Charente-Maritime | NO INFO | UIOM de Surgeres ? | 1 | 84 | 28000 |  | 0 | 0 | 0 | 0 | 1981
413 | FR | Taden-Dinan | 22100 | Les Landes Basses - Route de Ploubalay | UIOM de Taden | 22 Côtes-d'Armor | http://www.idex-groupe.com/metiers/valorisation-des-dechets | UIOM de Taden | 2 | 336 | 115920 | 32 |  |  |  |  | 1997
414 | FR | Thiverval/Grignon/Plaisir | 78850 | Route des Nourrices | UIOM Thiverval Grignon | 78 Yvelines | http://www.cnim.com/ | UIOM de Thiverval-Grignon | 3 | 757 | 262000 | 76 |  |  |  |  | 1974
415 | FR | Thonon-Les-Bains | 74203 | 34 Avenue des Genévriers | Veolia Thonon Les Bains | 74 Haute-Savoie | http://www.veolia-proprete.fr/ | UIOM Thonon Les Bains | 1 | 120 | 40000 | [5 empty] | 1994
416 | FR | Tignes | 73320 | Croisement des Brévières | Veolia, Tignes | 73 Savoie | http://www.veolia-proprete.fr/ | NO INFO | 2 | 72 | 24000 | [5 empty] | 1985
417 | FR | Toulon | 83200 | Chemin Gaëtan Gastaldo - Quartier Escaillon | Novergie Toulon | 83 Var | http://www.novergie.fr/page/groupe/usines/usine.php?id=8 | UIOM de Toulon | 3 | 1013 | 350000 | 87 | 19.9 | 96900 | 14200 |  | 1993
418 | FR | Toulouse Mirail | 31100 | 11 Chemin de Perpignan | Veolia Toulouse | 31 Haute-Garonne | http://www.veolia-proprete.fr/ | Veolia Toulouse | 4 | 1056 | 352000 | 100 |  |  |  |  | 2006 | Dry, Wet, FF, SNCR
419 | FR | Tronche (La ) | 38700 | 50 Chemin de la Carronnerie | Compagnie de chauffage, UIOM DE Tronche (La ) | 38 Isère | http://www.cciag.fr/ | UIOM d'La Tronche | 3 | 594 | 198000 | [5 empty] | 1972
420 | FR | Tronville en Barrois | 55310 | Route Nationale | Novergie Tronville en Barrois | 55 Meuse | http://www.novergie.fr/page/groupe/usines/usine.php?id=32 | Novergie Tronville | 1 | 84 | 30000 |  |  | 0 | 14200 |  | 1983
421 | FR | Vaux -le-Penil - Melun | 77000 | Route de Nangis - ZAC du Tertre de Chérisy | UIOM Vaux Le Penil | 77 Seine-et-Marne | http://www.lombric.com/ | UIOM Melun | 2 | 384 | 132480 |  | 43 |  |  |  | 2001 | SD, FF
422 | FR | Vedène - Avignon | 84270 | 885 Avenue Vidier | Novergie Avignon | 84 Vaucluse | http://www.novergie.fr/page/groupe/usines/usine.php?id=37 | UIOM Novalie | 3 | 432 | 144000 |  |  | 0 | 113800 |  | 1997
423 | FR | Vernou-en-Sologne | 41271 | Rue de Chambord D60 | SMIEEOM, UIOM DE Vernou-en-Sologne | 41 Loir-et-Cher | http://www.smieeom.fr/ | UIOM de Vernou-en-Sologne | 1 | 55 | 18400 | [5 empty] | 1987
424 | FR | Vert le Grand | 91810 | Ecosite | Semardel Vert le Grand | 91 Essonne | www.semardel.fr | Semardel | 2 | 672 | 220000 |  | 24 |  |  |  | 1991 | ESP, SD, FF
425 | FR | Villefranche sur Saône | 69400 | 132 rue benoit Frachon | Tiru, Villefranche/Saône | 69 Rhône | http://www.tiru.fr | Tiru Villefranche | 2 | 264 | 91080 | 27 |  | 21391 | 0 |  | 2002 |  | Annual report
426 | FR | Villejust | 91140 | Route Départementale 118 | Villejust 1 & 2 | 91 Essonne | http://www.siom.fr | Villejust | 2 | 312 | 107640 | [5 empty] | 2008
427 | FR | Villers Saint Paul | 60870 | avenue Frédéric et Irène Joliot Curie | Novergie Esiane | 60 Oise | http://www.novergie.fr/page/groupe/usines/usine.php?id=14 | UIOM Esiane | 2 | 517 | 157000 |  | 14.3 | 63700 | 0 |  | 2004
428 | FR | Vitré | 35500 | Rue des Eaux, ZI de la Haie Robert | Novergie Vitré | 35 Ille-et-Vilaine | http://www.novergie.fr/page/groupe/usines/usine.php?id=38 | UIOM de Vitré | 1 | 96 | 32000 |  |  | 1500 | 21000 |  | 1998
429 | GB | Ardley |  | north of Middleton Stoney | Viridor, Ardley WTE | Oxfordshire | http://www.viridor.co.uk/sites-developments/ardley-efw/ | ardley-efw | 2 | 1104 | 368000 | [5 empty] | under construction
430 | GB | Bexley-Belvedere / Greater London | DA 17 | Norman Road | Riverside Resource Recovery Facility (RRRF) | London | http://www.coryenvironmental.co.uk | RRRF London | 3 | 2145 | 585000 |  | 66 |  |  |  | 2011 | Dry, FF | Hot commissioning status
431 | GB | Billingham | TS23 1PY | Haverton Hill Road, | SITA Teeside EfW Plant | North East | http://www.sita.co.uk | Sita Tees Valley | 3 | 1170 | 390000 | [5 empty] | 1998 | SD, FF
432 | GB | Birmingham | B11 2BA | James Road | Veolia, Tysely ERF | West Midlands | http://www.veoliaenvironmentalservices.co.uk/Birmingham/ | Veolia ERF Birmingham | 2 | 1128 | 350000 |  | 25 |  |  |  | 1996 | SNCR, SD,FF | Monthly data
433 | GB | Bolton | BL3 2NH | Raikes Lane | Viridor, Bolton WTE | Lancashire |  | Viridor Bolton | 1 | 480 | 159999.984 |  | 11 |  |  |  | 1971 | NO INFO
434 | GB | Cardiff | CF24 | Trident Park, Glass Avenue, Oceam way | Viridor Cardiff EfW | Wales |  | Viridor Cardiff | 2 | 1056 | 352000 |  | 20 |  | 50 |  | permit 2011 | SNCR, SD, FF
435 | GB | Chineham | RG24 8LL | Whitmarsh Lane, | Integra North ERF | Hampshire | http://www.veoliaenvironmentalservices.co.uk/Hampshire/ | Veolia, Chineham | 1 | 288 | 99360 |  | 8 |  |  |  | 2002 | SD, FF | Monthly data
436 | GB | Colnbrook Slough | SL3 0FE | Lakeside Road | Lakeside Energy from Waste Ltd. | Berkshire | http://www.lakesideefw.co.uk | Lakeside EFW Colnbrook | 2 | 810.8108 | 270000 |  | 34 |  |  |  |  | SNCR, SD, FF | Monthly data
437 | GB | Coventry | CV3 4AN | Bar Road, | Coventry & Solihull Waste Disposal Company | Coventry City Council | http://www.cswdc.co.uk | CSWDC | 3 | 864 | 298080 |  | 79 |  |  |  | 1975 | Dry, FF | Monthly data
438 | GB | Dudley | DY2 8JT | Lister Road | MES Dudley waste-to-energy plant | West Midlands | http://www.mes-e.co.uk | Dudley | 2 | 288 | 99360 |  | 30 |  |  |  | 1998 | NO INFO
439 | GB | Dumfries | DG1 | Barton's House | Dargaval (ScotGen) Energy from Waste facility, Dumfries | Scotland |  | Dargaval Dumfries | 2 | 180 | 60000 | [5 empty] | 2009 | SNCR, Dry, FF | Report SEPA
440 | GB | Four Ashes | WV10 7DG. | Station Road | Veolia, Four Ashes ERF | Staffordshire |  | Four Ashes ERF | 2 | 960 | 300000 | [5 empty] | under construction
441 | GB | Grimsby, Stallingborough | DN41 8 | South Marsh Road | CYCLERVAL , Newlincs (Groupe Tiru) | North East Lincolnshire Borough Council area | http://www.newlincs.com | Tiru Newlincs Grimsby | 1 | 336 | 90000 |  | 3 | 17631 | 0 |  | 2003 | NO INFO
442 | GB | Huddersfield | HD1 6 | Emerald Street | SITA Kirklees | West Yorkshire | http://www.sita.co.uk | SITA Kirklees | 1 | 408 | 136000 | [5 empty] | 2002 | SNCR, SD, FF
443 | GB | Isle of Wight | PO30 5YX | Forrest Road | RRF Isle of Wight | Isle of Wight | http://www.islandwaste.co.uk | Isle of Wight | 1 | 90.0901 | 30000 |  | 1.8 |  |  |  | 2009 |  | Technical problems
444 | GB | Isles of Scilly, Porthmellon |  |  | St Mary Porthmellon waste incinerator | Isles of Scilly | http://www.scilly.gov.uk/ |  | 1 | 10.5105 | 3500 | [6 empty] | NO INFO
445 | GB | London | SE14 5RS | Landmann Way, Off Surrey Canal Road, | SELCHP ERF | Lewisham, Greenwich, Westminster and Bromley | http://www.selchp.com | SELCHP London | 2 | 1260 | 420000 |  | 35 |  |  |  | 1994 | SNCR, SD, FF | Air Quality Report 2000
446 | GB | London, Enfield | N18 3AG | Advent Way, | London Waste, Energy Centre | London | http://www.londonwaste.co.uk | Energy Centre London | 5 | 1501.5015 | 500000 | [6 empty] | ESP, SD, FF | Report 2009
447 | GB | Maidstone | ME16 0LE | Laverstoke Road | Allington Integrated Waste Management Facility | Kent | http://www.kentenviropower.co.uk/ | WRC Maidstone | 3 | 1500 | 500000 |  | 40 |  |  |  | 2008 | ESP, Dry, FF | Montly report till Jan 2011
448 | GB | Marchwood | SO40 4BD | Oceanic Way | Integra South West ERF | Hampshire | http://www.veoliaenvironmentalservices.co.uk/Hampshire/ | Veolia Marchwood | 2 | 495 | 165000 |  | 14 |  |  |  | 2004 | SD, FF | Monthly data
449 | GB | Newhaven | BN9 0 | North Quay | Veolia Newhaven | South Downs | http://www.veoliaenvironmentalservices.co.uk/southdowns | Veolia Newhaven | 2 | 696 | 226000 | [5 empty] | 2011 | SNCR, SD,FF | Hot commissioning status
450 | GB | North Hykeham |  | Whisby Road | British Waste Recycling Group (WRG) | Lincolnshire | http://www.wrg.co.uk | Lincoln ERF | 0 | 0 | 0 | [5 empty] | Under construction
451 | GB | Nottingham | NG2 3AF | Incinerator Road, Off Meadow Lane | Eastcroft Energy from Waste Facility | Nottinghamshire | http://www.wrg.co.uk | Eastcroft Nottingham | 2 | 562 | 193890 | 54 |  |  |  |  | 1973 | Dry, FF
452 | GB | Oxwellmains, Dunbar | EH 42 | A 1087 | Viridor Oxwelmains | Scotland, East Lothian |  | Viridor Oxwellmains | 2 | 921 | 307200 |  | 25 |  |  |  | Permit 2011 | , SNCR, Sd, FF
453 | GB | Perth, Glenfarg | PH2 9PX | A 912, Binn Farm | Sita Resource Recovery Park Binn Farm | Scotland, Perthshire |  | Sita Perth | 1 | 180 | 60000 |  | 4.65 |  |  |  | Permit 2011 | SNCR, SD, FF
454 | GB | Portsmouth | PO3 5QH | Quartremaine Road | Integra South East ERF | Hampshire | http://www.veoliaenvironmentalservices.co.uk/Hampshire/ | Veolia Portsmouth | 2 | 495 | 165000 |  | 14 |  |  |  | 2005 | SNCR, SD, FF | Monthly data
455 | GB | Runcorn | WA7 4JE | Weston Point | TPSCo, Energy from Waste CHP plant | Greater Manchester Area | http://www.ineoschlor.com | Weston Point Runcorn | 4 | 2552.5526 | 850000 |  | 83 |  | 51 |  | Under construction | SNCR, Dry, FF
456 | GB | Sheffield | S4 7YX | Bernard Road | Veolia, Sheffield ERF | West Yorkshire | http://www.veoliaenvironmentalservices.co.uk/sheffield/ | Veolia Sheffield ERF | 1 | 672 | 240000 |  | 19 |  | 60 |  | 2005 | SNCR, Dry, FF | Monthly data
457 | GB | Shetland Islands, Lerwick | ZE1 0NT | Greenhead, Gremista Road | Lerwick Energy Recovery Plant, SHEAP | Scotland, Shetland Islands | http://www.sheap-ltd.co.uk/ | SHEAP | 1 | 80 | 26000 |  |  |  | 6.5 |  |  | ESP, Wet, FF
458 | GB | Stoke-on-Trent | ST4 4DX | Campbell Road, | MES Stoke-on-Trent Plant | West Midlands | http://www.mes-e.co.uk | Stoke-on-Trent | 2 | 624 | 215280 |  | 61 |  |  |  | 1997 | SD, FF
459 | GB | Wolverhampton | WV1 1QB | Crown Street | MES Wolverhampton Plant | West Midlands | http://www.mes-e.co.uk | Wolverhampton | 2 | 336 | 115920 |  | 35 |  |  |  | 1998 | SD, FF
460 | GB | Douglas (Isle of Man) | IM4 1JH | New Castletown Road | SITA Richmond Hill Energy-from-waste facility | Isle of Man | http://www.sita.co.im/ | Sita Isle of Man | 2 | 180.1802 | 60000 |  | 6 |  |  |  | 2004 | SD, FF | Periodical Report
461 | GB | Dundee | DD4 0 | Forties Road, Claymore Street | Baldovie Waste to Energy Plant | Scotland, Dundee City |  | Baldovie EfW Dundee | 1 | 360.3604 | 120000 |  | 8.3 |  |  |  | 1999 | cycl, FF
462 | GB | Stonehouse | ML9 | Carlisle Road | Scotgen, Dargavel, South Lanarkshire. | South Scotland | http://www.scotgenltd.co.uk/ | Scotgen Carlisle road | 1 | 180.1802 | 60000 | [5 empty] | Under construction | gasfication plant, FF
463 | GB | Crymlyn Burrows, Neath |  |  | Neath Port Talbot (Recycling) Ltd | South Wales | http://www.npt.gov.uk | NO INFO | 1 | 157.6577 | 52500 | [5 empty] | 2002 | NO INFO
464 | HU | Budapest | 1151 | Mélyfúró u. 10-12. | Hulladékhasznosító Mű (HHM) | Budapest | http://www.fkf.hu | HHM Budapest | 4 | 1260 | 420000 |  | 24 |  |  |  | 2005 | SNCR, SD, FF | Annual report
465 | IE | Duleek, Co. Meath |  | Drogheda Road | Indaver Meath, Waste to Energy | North East Ireland | http://www.indaver.ie | Indaver Meath WtE | 1 | 580 | 200000 |  | NK |  | NK |  | 2011 | SNCR, Dry, FF
466 | IE | Ringgaskiddy Cork |  |  | Ringgaskidy Waste to Energy Plant | Cork County | http://www.ringaskiddywastetoenergy.ie/index.html | ringaskiddywastetoenergy | 1 | 290 | 100050 | 60 |  |  |  |  | permit 2008
467 | IN | New Dehli, Ghazipur |  |  | Integrated Municipal Waste Processing Complex Ghazipur | Dehli |  | Ghazipur | 1 | 450 | 150000 |  | 10 |  |  |  | Under construction
468 | IN | New Dehli, Okhla |  | Mathura Road | Timarpur Okhla Municipal Solid Waste Management Plant | Dehli | http://www.towmcl.com | Timarpur Okhla Waste | 1 | 675 | 225000 |  | 16 |  |  |  | 2011
469 | IN | Shadnagar |  | Survey No 199 & 200 AA, Elikatta Village, Farooqnagar Mandal | Selco RDF WTE Plant | Andhra Pradesh | http://www.selco.co.in/projects-power-plant.html | Selco RDF WTE Plant | 1 | 180 | 54000 |  | 5.9 |  |  |  | 2005 | FF
470 | IS | Isafjordur |  |  | Funi Waste Management Company | North West Iceland |  |  | 1 | 25 | 3500
471 | IS | Kirkjubæjarklaustur |  | Klausturvegur | Kirkjubæjarklaustur Sportcenter | South Iceland | http://www.klaustur.is | Klaustur South Iceland | 1 | 0 | 0
472 | IS | Svinafell |  | 785 Fagurholsmyri | Svinafell campground incinerator | Skaftafell National Park |  | Svinafell Incinerator | 1 | 0 | 0
473 | IS | Vestmannaeyjar |  | Eldfellsvegur | Heimaey Incinerator Plant | Vestmannaeyjar |  | Heimaey Incinerator | 1 | 0 | 0
474 | IT | Acerra | 80011 | Contrada Pagliarone | Termovalorizzatore di Acerra | Campania, Napoli | http://www.osservatorioacerra.it | TMV Acerra | 3 | 1950 | 600000 | 107.5 |  | 600000 | 0 |  |  | SD, FF, SCR
475 | IT | Arezzo | 52100 | Strada Statale 73 Senese Aretina | AISA s.p.a. | Toscana, AR | www.aisaspa.com | Arezzo | 1 | 114 | 38000 | [5 empty] | 2000 | SNCR - SD - FF
476 | IT | Bergamo | 24100 | via Goltara, 23 | Termovalorizzatore di Bergamo | Lombardia, BG | http://www.apricaspa.it/gruppo/cms/aprica/impianti/termovalorizzazione/bergamo/ | Termovalorizzatore di Bergamo | 1 | 216 | 71999.9928 |  |  | 76000 | 5700 |  | 2003 | FF - DRY - FF - SCR
477 | IT | Bolzano (Bozen) | 39100 | Lungo Isarco Sinistro 57, Linkes Eisackufer 57 | Termovalorizzatore di Bolzano, TRV Bozen | Alto Adige, Süd Tirol | http://www.eco-center.it | ECO Center Bolzano | 1 | 400 | 130000 |  | 14.4 |  | 5.9 |  | renewal, under construction | FF, Wet, SCR
478 | IT | Brescia | 25124 | via Malta 25/R | Termoutilizzatore di Brescia | Lombardia, BS | http://www.a2a.eu | Brescia | 3 | 2400 | 800000 | 176 |  | 602000 | 747000 |  | 2004 | SCR - DRY - FF | Annual report
479 | IT | Busto Arsizio | 21052 | Strada Comunale di Arconate, 121 | Busto Arsizio | Lombardia, VA | http://www.accam.it/dove_siamo.aspx | Busto Arsizio | 2 | 504 | 173880 | 61 |  |  |  |  | 2000 | SCR - WET - FF - WET
480 | IT | Castelnuovo Garfagnana | 55032 | Loc. Belvedere | L’inceneritore di Belvedere | Toscana, Lucca | http://www.severaspa.it | Belvedere | 1 | 36 | 11999.9988 | [5 empty] | 1997 | DRY-FF
481 | IT | Colleferro (Roma) | 00034 | Via Vittorio Emanuele snc | Impianto di Termovalorizzazione di Colleferro | Lazio, RM | http://www.consorziogaia.it/index.php?option=com_content&view=article&id=57&Itemid=67 | Colleferro | 2 | 576 | 191999.9808 |  | 12 |  |  |  | 2003 | SD-FF-SCR
482 | IT | Como | 22100 | Località La Guzza | Termovalorizzatore di Como | Lombardia, CO | http://www.acsm-agam.it/il-termovalorizzatore | Como | 2 | 750 | 249999.975 | [5 empty] | 1967 | ESP, Dry, FF, SCR | Report by month
483 | IT | Coriano (RN) | 47040 | via Raibano 32 | Termovalorizzatore di Rimini | Emilia-Romagna, RN | http://ha.gruppohera.it/impianti/termovalorizzatori/pagina6-081.html | Rimini | 1 | 450 | 150000 | [5 empty] | 2010 | Dry, FF, SCR | Daily report
484 | IT | Corteolona (PV) | 27014 | Loc. Manzola Fornace | Termovalorizzatore di Corteolona | Lombardia, PV | http://www.a2a.eu/ | Termovalorizzatore Corteolona | 1 | 196 | 65333.3268 | [5 empty] | 2004 | SCR-DRY-FF | Daily report
485 | IT | Cremona | 26100 | via Antichi Budri | Inceneritore di Cremona | Lombardia, CR | http://www.aemcremona.it/index.aspx?m=53&did=56 | Incinereritore di Cremona | 2 | 300 | 99999.99 | [5 empty] | 2001
486 | IT | Dalmine (BG) | 24044 | Via Dossi | REA Dalmine | Lombardia, Bergamo | http://www.readalmine.it/ | Rea Dalmine | 2 | 400 | 300000 |  | 19 |  |  |  | 2001 | Dry
487 | IT | Desio (MI) | 20033 | via Gaetana Agnesi n. 272 | Termovalorizzatore di Desio | Lombardia (MB) | http://www.beabrianza.it/impianti/energia-dai-rifiuti.html | Desio | 2 | 240 | 79999.992 | [5 empty] | 2003 | ESP, FF, Wet, SNCR
488 | IT | Ferrara, Cassana | 44124 | Via Cesara Diana , 44 ZONA P.m.i. | Termovalorizzatore di Ferrara Via Diana | Emilia-Romagna (FE) | http://eng.gruppohera.it/group/business_activities/business_environment/termoval/waste_to_energy_plants_ferrara/ | Termovalorizzatore di Ferrara | 1 | 94 | 31333.3302 | [5 empty] | 2002
489 | IT | Ferrara, Malborghetto (FE) | 44100 | Via della Conchetta, 100 | Ferrara Conchetta | Emilia-Romagna (FE) | NO INFO | Ferrara Conchetta | 1 | 150 | 49999.995 | [5 empty] | 1999
490 | IT | Forli-Cesena | 47122 | via Grigioni 19 | Termovalorizzatore diForli | Emilia-Romagna, FC | http://eng.gruppohera.it/group/business_activities/business_environment/termoval/waste_to_energy_plants_forli/page1-221.html | Termovalorizzatore di Forli | 1 | 360 | 120000 | [5 empty] | 2009 |  | Daily report
491 | IT | Gioia Tauro | 89013 | Contrada Cicerna | Impianto di Gioia Tauro | Reggio Calabria | http://www.veolia-proprete.com | Impianto de Gioia Tauro | 2 | 415 | 138333.3195 | [5 empty] | 2005
492 | IT | Granarolo Dell'Emilia | 40057 | via Frullo 5 | Termovalorizzatore di Via del Frullo | Emilia-Romagna, Bologna | http://www.comune.granarolo-dellemilia.bo.it/default.asp?id=135&mnu=135 | Termovalorizzatore di Frullo | 2 | 600 | 199999.98 | [5 empty] | 2001 |  | Daily report
493 | IT | Livorno | 57121 | Via dell'artigianato 32 | TERMOVALORIZZATORE di Livorno | Toscana, Livorno | http://www.aamps.livorno.it/ | Termovalorizzatore di Livorno | 2 | 132 | 43999.9956 | [5 empty] | 2003
494 | IT | Macchiareddu | 09032 | Strada Dorsale Consortile km 10500 | Inceneritore di Capoterra / Macchiareddu | Isola de Sardegna, Cagliari | http://www.tecnocasic.it/ | Inceneratore di Capoterra | 3 | 380 | 126666.654 | [5 empty] | 1995
495 | IT | Macomer | 08015 | Loc. Tossilo | Inceneritore di Macomer Tossillo | Isola de Sardegna, Nuoro | http://www.tme.termomeccanica.com/ | Inceneritore Macomer Tossilo | 2 | 144 | 48000 |  | 2 |  |  |  |  | Dry, FF
496 | IT | Massafra | 74016 | Contrada Console | TERMOVALORIZZATORE DI TARANTO | Puglia, Taranto | http://www.appiaenergy.com/impianto.html | Massafra | 1 | 135 | 45000
497 | IT | Melfi | 85025 | Strada Vicinale Montelungo | Termovalorizzatore di Melfi | Basilicata, Potenza | http://www.fenicespa.com | Melfi | 2 | 228 | 75999.9924 | [5 empty] | 1999
498 | IT | Mergozzo | 28028 | LOC. PRATO MICHELACCIO- Mergozzo | Mergozzo | Piemonte, VB |  | Mergozzo | 0 | 0 | 0 | [5 empty] | closed 2012
499 | IT | Messina | 98167 | Località Pace | L'INCENERITORE DI PACE | Isola de Sicilia | http://www.messinambiente.it/ | Inceneritore di Pace | 2 | 200 | 66666.66 | [5 empty] | 1996 | SD, FF
500 | IT | Milano | 20153 | via Silla 249 | Termovalorizzatore Silla 2 | Lombardia, Milano | http://www.amsa.it | AMSA Silla | 3 | 1740 | 555000 | 184.6 | 59 | 407000 | 108000 |  | 2000 | ESP, SD, FF, SCR | Weekly, annual report | ave 0,04 | ave 0,23 | ave 39,3 | ave 6,5 | ave 0,44 | ave 2,2 | no info | 0,01--0,03 | 0,0011--0,002 | 0,001--0,003 | 0,0009--0,005
501 | IT | Modena | 41100 | via Cavazza 45 | Termovalorizzatore di Modena | Emilia Romagna, Modena | http://eng.gruppohera.it/group/business_activities/business_environment/termoval/waste_to_energy_plants_modena/ | Termovalorizzatore di Modena | 2 | 720 | 239999.976 | [5 empty] | 2009 | SNCR, Dry | Daily report
502 | IT | Montale, Agliana | 51037 | via W. Tobagi, 16 | L´impianto di termovalorizzazione di Montale | Toscana, PT | http://www.cis.pt.it/certificazione-1.htm | Montale | 2 | 150 | 49999.995 |  | 0.8 | 33000 |  |  | 1993 |  | Monthly report | [10 empty] | 0.01
503 | IT | Ospedaletto -ex Deta Lazzeri | 56121 | Strada Statale 206 Emilia | Termovalorizzatore di Pisa | Toscana, Pisa | http://www.geofor.it/index.php?id=40 | Termovalorizzatore di Pisa | 2 | 208 | 69333.3264 | [7 empty] | Daily report
504 | IT | Padua/Padova | 31030 | V.Le Navigazione Interna 34 | Padova, ACEGAS | Veneto, PD | http://www.gruppo.acegas-aps.it/ | ACEGAS Padua | 1 | 375 | 129375 |  | 43 |  |  |  | 2008
505 | IT | Parma | 43122 | Strada della Lupa, 9-11 | Inceneritore di Parma | Emilia-Romagna, PR | NO INFO | Inceneratore di Parma | 2 | 0 | 0 | [5 empty] | under construction
506 | IT | Parona | 27020 | Vecchia Strada Vicinale per Vigevano | Lomellina Energia Srl | Lombardia, PV | http://www.lomellinaenergia.it/ | Lomellina Energia Srl Parona | 2 | 456 | 151999.9848 | [5 empty] | 2000 | SNCR, ESP, FF
507 | IT | Piacenza | 29100 | Via Borgoforte, 22 | Termovalorizzatore di Piacenza (Tecnoborgo) | Emilia-Romagna, PC | http://www.tecnoborgo.com | Tecnoborgo Piacenza | 2 | 360 | 124200 |  | 11.6 |  |  |  | 2002 | SNCR, ESP, FF | Daily report
508 | IT | Pietrasanta | 55045 | Via delle Colmate | Impianto de Termovalorizzatore di Falascaia | Toscana, Lucca | http://www.veolia-proprete.com/ | Pietrasanta | 2 | 180 | 59999.994 | [5 empty] | 2002
509 | IT | Poggibonsi | 53036 | Pian de Foci | TERMOVALORIZZATORE DI POGGIBONSI | Toscana, Siena | http://www.sienambiente.it/imp_termo.htm | Poggibonsi | 2 | 230 | 76666.659 |  | 8.4 |  |  |  | 2008 | Dry, FF, SCR
510 | IT | Porto Marghera | 30175 | Via delle Industrie | Incineratore di Porto Marghera | Veneto, Venezia | http://www.gruppoveritas.it | Venezia, Porto Marghera | 1 | 172 | 59340 |  | 16 |  |  |  | 1998
511 | IT | Potenza | 85100 | Contrada San Luca Branca | Termovalorizzatore di Potenza | Basilicate, Potenza | http://www.veolia-proprete.com/ | Potenza | 2 | 72 | 23999.9976
512 | IT | Pozzilli | 86077 | Via dell'Energia - Zona Ind.le | ENERGONUT | Molise, Isernia | http://www.energonut.it | Energonut | 1 | 258 | 89010 |  | 10 |  |  |  | 2007 | SD, FF | Annual report
513 | IT | Ravenna | 48100 | SS. 309 Romea | Impianto di Recupero Energetico (IRE) Ravenna | Emilia-Romagna, RA | http://eng.gruppohera.it/group/business_activities/business_environment/termoval/waste_to_energy_plants_ravenna/page1-221.html | IRE Ravenna | 1 | 156 | 51999.9948 | [5 empty] | 2000 |  | Daily report
514 | IT | Reggio Emilia | 42100 | via Gonzaga 46 | Termovalorizzatore di Reggio Emilia | Emilia-Romagna, RE | http://www.irenambiente.it | Emilia | 0 | 0 | 0 |  | 4.3 |  |  |  | closed 2012
515 | IT | Roma | 00166 | Via Malagrotta | Inceneritore di Malagrotta | Lazio | http://www.colari.it | Malagrotta | 1 | 40 | 14600 | [5 empty] | 2008
516 | IT | Rufina, Pontassieve | 50068 | SS 67, Tosco Romagnola, km 103.700 | AER/Tiru Rufina, Pontassieve | Toscana, Firenze | http://www.tiru.fr/spip.php?article280 | Rufina Pontassieve | 1 | 36 | 10000 | [5 empty] | 1995
517 | IT | San Vittore del Lazio | 03040 | Località Valle Porchio | Inceneratore di San Vittore del Lazio | Lazio, Frosinone | http://www.acea.it/section.aspx/it/a_r_i_a_acea_risorse_e_impianti_per_l_ambiente?lang=it | Inceneratore di San Vit d. L. | 1 | 288 | 95999.9904 |  | 10 |  |  |  | 2002
518 | IT | Scarlino |  | Casone di Scarlino | Cogeneratore di Scarlino | Toscana, Grosseto | http://www.scarlinoenergia.it/ | Cogeneratore Scarlino | 3 | 410 | 136666.653
519 | IT | Schio | 36015 | Via Lago di Pusiano,4 | Impianto di incenerimento dei rifiuti urbani di Schio | Veneto, Vicenza | http://www.altovicentinoambiente.it/it/page_490.html | Schio | 3 | 197 | 65666.6601 | [5 empty] | 2004 | SNCR-SD-ESP-FF | Annual report
520 | IT | Sesto San Giovanni | 20099 | Via Daniele Manin, 181 | Consorzio Di Servizi Per Lo Smaltimento Dei Rifiuti E Loro Recuperimore | Lombardia, Milano | http://www.coresesto.it/?location=Termo+valorizzatore | Sesto | 3 | 240 | 79999.992 | [5 empty] | 2001 | SNCR - ESP - WET - FF | Annual report | 0.1 | 7.9 | 52.9 | 3.7 | 1 | 0.5
521 | IT | Statte | 74010 | S.S. 7 Appia, km 642 | Statte | Puglia, Taranto | http://www.amiutaranto.it/ | Regione Puglia Statte | 2 | 200 | 66666.66 | [5 empty] | 2001 | SNCR-ESP-SD-FF
522 | IT | Terni | 05100 | Via Ratini 6 | Termovalorizzatore di Terni | Umbria | http://www.acea.it/section.aspx/it/a_r_i_a_acea_risorse_e_impianti_per_l_ambiente?lang=it | Terni | 2 | 100 | 33333.33 | [5 empty] | 1998
523 | IT | Tolentino, Pollenza | 62029 | Strada Provinciale 92 | Termovalorizzatore di Tolentino_Pollenza | Marche, MC | http://www.cosmari.sinp.net/impianti_smaltimento.htm | Inceneratore di Tolentino | 1 | 70 | 23333.331 | [5 empty] | 2003 | SD, ESP, Wet
524 | IT | Torino |  | Strada del Portone | Termovalorizzatore di Gerbido | Piemonte | http://www.trm.to.it | Termovalorizzatore di Gerbido | 3 | 1620 | 421000 | 44 |  |  |  |  | under construction | ESP, FF, SCR
525 | IT | Trezzo Sull'Dada | 20056 | Via Pastore | Thermo Trezzo sull | Lombardia, Milano | http://www.termotrezzo.it/ | Thermo Trezzo Sull'Dada | 2 | 500 | 166666.65 | 18 |  |  |  |  | 2002 |  | Annual report
526 | IT | Trieste | 34147 | via Errera, 11 | Trieste, ACEGAS | Friuli | http://www.gruppo.acegas-aps.it/cms.php?sz=206 | Inceneratore di Trieste | 3 | 612 | 211140 | [5 empty] | 2004 | SNCR, Dry, FF
527 | IT | Valmadrera | 23852 | via Leonardo Vassena 6 | Silea SPA | Lombardia, LC | http://www.sileaspa.it/it/home-page/index | Silea Valmadreda | 2 | 400 | 133333.32 | [5 empty] | 1981 | Dry, FF, SCR, WET, Adiox | annual report | 0.29 | 4 | 111 | 4.6 | 0 | 0.07 | 0.06 | 0.0045 | 0.001 | 0.0005 | 0.00181
528 | IT | Vercelli | 13100 | Vercelli | Vercelli | Piemonte, VC | http://www.vercellienergia.it/ |  | 0 | 0 | 0 | [5 empty] | out of production
529 | IT | Verona | 37132 | via Sasse | Termovalorizzatore di Ca’ del Bue | Veneto, VR | http://www.agsm.it/Areatecnica/ImpiantieReti/Termovalorizzatore/tabid/534/language/it-IT/Default.aspx | Verona | 2 | 576 | 191999.9808 | 34 |  |  |  |  | 1999 |  | annual report
530 | JE | Jersey Island |  |  | La Collette II Reclamation Site | Jersey | http://www.gov.je | La Collette Jersey | 2 | 300.3003 | 100000 | [5 empty] | 2011 | NO INFO
531 | JE | Jersey Island, St Helier | JE2 3 | Bellozanne Valley | Bellozanne Energy from Waste plant. | Jersey | http://www.gov.je | Bellozanne Jersey | 2 | 294 | 80000 | 32 |  |  |  |  | 1979 | NO INFO
532 | JP *) | Abiko | 270-1121 | 2264 Nakabyo | Abiko I, II | Chiba prefecture | http://www.city.abiko.chiba.jp/ | Abiko Clean Center | 2 | 195 | 64999.9935 | [5 empty] | 1992 | [12 empty] | 0.16
533 | JP | Ageo City | 362-0057 | 35-1 Nishikaizuka | Environmental Center Nishikaizuka Ageo | Saitama Prefecture |  | Ageo Center | 3 | 300 | 99999.99 | [5 empty] | 1998
534 | JP | Aibetsu Town, Kamikawa district |  | Kanatomi, 1064 | Tomizawa Health Center | Hokkaido Prefecture |  | Tomizawa Center | 2 | 50 | 16666.665 | [5 empty] | 1998
535 | JP | Aikawa Town |  | 1656-2 Mimase | Aikawa beautification plant | Kanagawa Prefecture |  | Aikawa Center | 2 | 56 | 18666.6648 | [5 empty] | 1990
536 | JP | Ainan | 798-4347 | 1-26 Ohama | Environmental Sanitation Center Ainancho | Ehime Prefecture, Minamiuwa District |  | Ainan Center | 2 | 72 | 23999.9976 | [5 empty] | 1999
537 | JP | Aira | 899-5201 | 5438-1 Kajikicho Nishibeppu | Aira cleaning center | Kagoshima Prefecture |  | Aira cleaning Center | 2 | 74 | 24666.6642 | [5 empty] | 2009 | [12 empty] | 0.99
538 | JP | Aizuwakamatsu | 965-0858 | Fukagawanishi-292 Kozashimachi Oaza Minamishigo | Waste incineration treatment facilities Aizuwakamatsu | Fukushima Prefecture | http://www.aizu-kouiki.jp/sigoto/sisetu.htm | Aizu Center | 3 | 225 | 74999.9925 | [5 empty] | 1988
539 | JP | Akashi | 674-0053 | 1131 Okubocho Matsukage | Akashi Clean Center | Hyogo Prefecture | http://www.city.akashi.lg.jp/kankyou/index.html | Akashi Clean Center | 3 | 482 | 166290 | 63 |  |  |  |  | 1999
540 | JP | Aki City | 784-0045 | Ioki | Aki melt regional center | Kochi Prefecture |  | Aki City Melt | 2 | 80 | 26666.664 | [5 empty] | 2006
541 | JP | Akiruno City | 190-0154 | 521 Takao | Takao Sanitation Center | Tokyo Prefecture | http://www.nishiakigawa.or.jp/ | Takao Center | 2 | 150 | 49999.995 | [5 empty] | 1978
542 | JP | Akishima City | 196-0014 | 4-3-14 Tanaka-cho | Akishima ll Clean Center | Tokyo Prefecture |  | Akishima Clean Center | 2 | 190 | 63333.327 | [5 empty] | 1994
543 | JP | Akita City | 019-2614 | Kokuzoodaitaki-1-1 Kawabetoyonari | Akita City, DMS Facility | Akita Prefecture | http://www.city.akita.akita.jp/city/ev/gs/ssgaiyo/default.htm | Akita I, II | 1 | 200 | 66666.66 | 26 |  |  |  |  | 1983
544 | JP | Akita City | 019-2614 | Kokuzoodaitaki-1-1 Kawabetoyonari | Akita City, DMS Facility II | Akita Prefecture | http://rlodms.com/v1_1_6/#a01-list-index-page | Akita I, II | 2 | 460 | 153333.318 | [5 empty] | 2012
545 | JP | Akkeshi, Akkeshi District, | 088-1140 | 34 San'nushi | Treatment Plant Waste incineration town Akkeshi | Hokkaido Prefecture | http://www.akkeshi-town.jp/shisetsu/haikibutsu/1 | Akkeshi Plant | 2 | 16 | 5333.3328 | [5 empty] | 1977 | [12 empty] | 0.087
546 | JP | Akune City | 899-1602 | 3771-1 Tada | Environmental Center area north Akune | Kagoshima Prefecture | http://www.ab.auone-net.jp/~hokusatu/ | Akune North | 2 | 120 | 39999.996 | [5 empty] | 1992
547 | JP | Amagasaki City |  | Otakasucho | Amagasaki I | Hyogo Prefecture | http://www.city.amagasaki.hyogo.jp/map/institution/01_032.html | Amagasaki I | 2 | 345 | 114999.9885 | [5 empty] | 2000
548 | JP | Amagasaki City |  | Higashikaigancho, 16 | Amagasaki II | Hyogo Prefecture |  | Amagasaki II | 2 | 480 | 159999.984 | [5 empty] | 2004
549 | JP | Amakusa | 863-2805 | 4001-22 Amakusamachi Takahamakita | Clean Center Amakusa west | Kumamoto Prefecture, Shimoshima Island |  | Amakusa West Center | 2 | 18 | 5999.9994 | [5 empty] | 1995
550 | JP | Amakusa | 863-1721 | 20-2 Oniki-Cho | Clean Center Ushibuka | Kumamoto Prefecture, Shimoshima Island |  | Amakusa Ushibuka Center | 2 | 36 | 11999.9988 | [5 empty] | 1992
551 | JP | Amakusa City | 863-0044 | 4751 Kusuuramachi | Cleaning center district federation Amakusa Hondo | Kumamoto Prefecture, Shimoshima Island |  | Amakusa Hondo | 3 | 140 | 46666.662 | [5 empty] | 2000
552 | JP | Ami Town, Inashiki District | 300-0314 | 2731-2 Oppara | Clean Center Ami Town | Ibaraki Prefecture |  | Ami Town Clean Center | 2 | 126 | 41999.9958 | [5 empty] | 1997
553 | JP | Anan City | 774-0023 | Doisaki-117-14 Tachibanacho | Anan clean Center | Tokushima Prefecture |  | Anan Clean Center | 2 | 120 | 39999.996 | [5 empty] | 1990 | [12 empty] | 0.36
554 | JP | Anjo City |  | Nesakicho, Chohai60 | Waste incineration facilities center Anjo | Aichi Prefecture |  | Anjo Clean Center | 2 | 240 | 79999.992 | [5 empty] | 1997
555 | JP | Annaka City | 379-0133 | Haraichi, 65 | Clean Center Usuigawa | Gunma Prefecture |  | clean Center Usuigawa | 2 | 135 | 44999.9955 | [5 empty] | 1998 | [12 empty] | 0.3
556 | JP | Aomori City |  |  | Three incineration plant in Aomori | Aomori Prefecture |  |  | 0 | 0 | 0 | [5 empty] | Abolition
557 | JP | Aomori City | 030-0955 | Fukazawa-1175 Komagome | Pear incineration plant in Aomori | Aomori Prefecture |  | Aomori Pear plant | 3 | 450 | 149999.985 | [5 empty] | 1977
558 | JP | Aridagawa, Arida District | 643-0151 | 1552-137 Hasegawa | Clean Center Affairs Association regional areas around Arita | Wakayama Prefecture |  | Arita Clean Center | 2 | 100 | 33333.33 | [5 empty] | 2000
559 | JP | Arita, Nishimatsuura District | 849-4164 | Ko-1293-72 Hotokenohara | Clean Center Arita-cho | Saga Prefecture |  | Clean Center Arita | 2 | 24 | 7999.9992 | [5 empty] | 1995
560 | JP | Asahi City | 289-2504 | 5938-1 Ni | City Asahi Clean Center | Chiba Prefecture |  | City Asahi Clean Center | 2 | 95 | 31666.6635 | [5 empty] | 1992 | [12 empty] | 0.43
561 | JP | Asahi Town | 939-0721 | Sanmaibashi 188 | Shimoniikawa District Plant | Toyama Prefecture |  | Asahi City Toyama | 3 | 174 | 57999.9942 | [5 empty] | 2000
562 | JP | Asahikawa | 070-0821 | 13 Chikabumicho | Incineration plant Chikabumi Asahikawa | Hokkaido Prefecture |  | Chikabumi Asahikawa | 2 | 280 | 93333.324 | [5 empty] | 1996
563 | JP | Asaka | 351-0033 | 390-45 Hamasaki | Clean Center Asaka | Saitama Prefecture |  | Clean Center Asaka | 2 | 120 | 39999.996 | [5 empty] | 1994
564 | JP | Ashikaga | 326-0322 | 826-1 Nodacho | Nambu Clean Center | Tochigi Prefecture |  | Nambu Clean Center | 3 | 300 | 99999.99 | [5 empty] | 1981
565 | JP | Ashiya City | 659-0032 | 31-1 Hamakazecho | Processing center environment Ashiya | Hyogo Prefecture |  | Ashiya Center | 2 | 230 | 76666.659 | [5 empty] | 1996
566 | JP | Atami City |  | 1804-8 Atami Hiway | Himenosawa Eco Plant | Shizuoka Prefecture | http://www.city.atami.shizuoka.jp/page.php?p_id=493 | Himenosawa Eco Plant | 2 | 204 | 67999.9932 | [5 empty] | 1999
567 | JP | Atsugi | 243-0003 | 1641-1 Kaneda | Environmental Center Atsugi City | Kanagawa Prefecture | http://www.city.atsugi.kanagawa.jp/ | Atsugi Clean Center | 3 | 327 | 108999.9891 | [5 empty] | 1987
568 | JP | Awa City | 771-1402 | Fujiwara-70-1 Yoshinocho Saijo | Union central regional environmental facilities | Tokushima Prefecture |  | Union Central Awa | 2 | 120 | 39999.996 | [5 empty] | 2005
569 | JP | Awaji | 656-1726 | 1559-29 Nojimatokiwa | Clean Center Yuhigaoka | Hyogo Prefecture |  | Clean Center Yuhigaoka | 2 | 80 | 26666.664 | [5 empty] | 1999 | [12 empty] | 0.0003
570 | JP | Awara City | 919-0726 | 33-3-1 Sasaoka | Cleaning center area regional district municipality Sakai Fukui | Fukui Prefecture |  | Clean Center Awara Sakai | 3 | 222 | 73999.9926 | [5 empty] | 1995
571 | JP | Ayabe City | 623-0032 | Shichiyama-110-10 Nodacho | Waste incineration plant Ayabe | Kyoto Prefecture |  | Waste incinerator Ayabe | 1 | 25 | 8333.3325 | [5 empty] | 2002 | [12 empty] | 0.045
572 | JP | Azumino | 399-8302 | 1589-2 Hotakakitahotaka | Facility Hodaka union clean center Hotaka | Nagano Prefecture |  | Clean Center Hotaka | 3 | 150 | 49999.995 | [5 empty] | 1994
573 | JP | Bando City |  | Teraku | Clean Center Teraku Sashima | Ibaraki Prefecture | http://www.sashimakankyou.or.jp | Clean Center Teraku Sashima | 2 | 206 | 68666.6598 | [5 empty] | 2008
574 | JP | Beppu | 874-0000 | 333-3 Hiramichi | Cleaning center Fujigaya | Oita Prefecture |  | Clean Center Fujigaya | 2 | 150 | 49999.995 | [5 empty] | 1978
575 | JP | Betsukai town |  | 5-13 Betsukai | Regional waste treatment facilities in northern Nemuro | Hokkaido Prefecture | http://nemurohokubu-kouikirengo.jp/blog.php?ID=10 | Not Found | 2 | 62 | 20666.6646 | [5 empty] | 2007
576 | JP | Biei Town |  | Dai 5 Shimoubakubetsu | Cleaning center birch | Hokkaido Prefecture | http://www.town.biei.hokkaido.jp/modules/seisou/index.php?content_id=2 | Clean Center Birch | 2 | 75 | 24999.9975 | [5 empty] | 1993 | [12 empty] | 0.15
577 | JP | Chiba City |  |  | Chiba Thermoslect Plant | Chiba Prefecture | http://www.thermoselect.com |  | 2 | 300 | 100000 |  | 1.5 |  |  |  | 1999
578 | JP | Chiba City -Kitayatsu | 265-0067 | 347 Kitayatsu Wakaba Ward | Incineration plant Kitayatsu | Chiba Prefecture | http://www.city.chiba.jp/ | Kitayatsu Incineration | 3 | 450 | 149999.985 | [5 empty] | 1977
579 | JP | Chiba City -Hanamigawa | 262-0011 | 727-1 Sankakucho | Incineration plant north Chiba City | Chiba Prefecture | http://www.city.chiba.jp/ | Chiba North Incineration | 3 | 600 | 207000 | 61 |  |  |  |  | 1996
580 | JP | Chiba City - Mihama | 261-0002 | 226-1 Shinminato | Incineration plant Shinko | Chiba Prefecture | http://www.city.chiba.jp/ | Incineration Plant Shinko | 3 | 405 | 134999.9865 | [5 empty] | 2002
581 | JP | Chichibu | 368-0002 | 1477 Tochiya | Clean Center Chichibu | Saitama Prefecture | http://www.c-kouiki.jp/ | Chichibu Clean Center | 2 | 150 | 49999.995 | [5 empty] | 1996
582 | JP | Chigasaki |  | Hagisono, 836 | Business Center, Chigasaki environment | Kanagawa Prefecture |  | Chikasaki Environment | 3 | 360 | 119999.988 | [5 empty] | 1995
583 | JP | Chikugo | 833-0002 | 2088-6 Maezu | Yame City Western Clean Center | Fukuoka Prefecture |  | Yame city Western | 2 | 220 | 73333.326 | [5 empty] | 2000
584 | JP | Chikushino | 818-0024 | Harada 1389 | Environmental Center Mitsuru | Fukuoka Prefecture | http://www.city.chikushino.fukuoka.jp/ | Mitsuru Center | 2 | 250 | 83333.325 | [5 empty] | 2008
585 | JP | Chikuzen, Asakura District | 838-0801 | 8-3 Kurida | Waste processing center regeneration union environmental facilities Mitsui Amagi Asakura | Fukuoka Prefecture |  | Amagi Asakura Center | 2 | 120 | 39999.996 | [5 empty] | 2003 | [12 empty] | 0.0003
586 | JP | Chino City | 391-0216 | 2000-3 Yonezawa | Cleaning center south Suwa | Nagano Prefecture | http://www.chinoshi.net/CNet_HP/user/index.php?secid=100143&pageid=2 | Cleaning Center South Suwa | 2 | 100 | 33333.33 | [5 empty] | 1997 | [12 empty] | 0.3
587 | JP | Chita | 478-0046 | 11-4 Kitahamamachi | Cleaning center Chita | Aichi Prefecture | http://www.city.chita.aichi.jp/ | Cleaning Center Aichi | 2 | 130 | 43333.329 | [5 empty] | 2003
588 | JP | Chitose | 066-0012 | 758-54 Bibi | Environmental Center Chitose | Hokkaido Prefecture | http://www.city.chitose.hokkaido.jp/index.cfm/71,5029,95,256,html | Environmental Cent. Chitose | 2 | 195 | 64999.9935 | [5 empty] | 1990
589 | JP | Chosei District, Mobara City |  | Yabutsuka, 1115-1 | City Environmental Sanitation Center Chosei I, II | Chiba Prefecture |  | Chosei I, II | 3 | 225 | 74999.9925 | [5 empty] | 1999
590 | JP | Choshi | 288-0036 | 4839 Nishiogawacho | Choshi cleaning Center | Chiba Prefecture |  | Choshi Cleaning Center | 2 | 165 | 54999.9945 | [5 empty] | 1986
591 | JP | Chuo | 409-3813 | 1189 Itchohata | cleaning center district regional Nakakoma | Yamanashi Prefecture |  | clean Center Nakakoma Chuo | 3 | 270 | 89999.991 | [5 empty] | 1997
592 | JP | Daigo Town | 319-3523 | 2464 Fukuroda | Environment Center in Daigo-machi | Ibaraki Prefecture |  | Environment Center Daigo | 2 | 90 | 29999.997 | [5 empty] | 1983
593 | JP | Daisen City | 014-0001 | Odoshimokawara-2-10 Hanadate | Refuse disposal facilities Misato Daisen Clean Center | Akita Prefecture |  | Daisen Clean Center | 2 | 177 | 58999.9941 | [5 empty] | 2002
594 | JP | Date | 960-0650 | Nishishinden-1-1 Hobaramachi | Date local union health treatment center cleaning | Fukushima Prefecture |  | Date Clean Center | 3 | 150 | 49999.995 | [5 empty] | 1995 | [12 empty] | 0.55
595 | JP | Ebetsu |  | Yahata | Center for Environmental clean Ebetsu | Hokkaido Prefecture | http://www.city.ebetsu.hokkaido.jp | Ebetsu Cleaning Center | 2 | 144 | 47999.9952 | [5 empty] | 2002
596 | JP | Ebina City | 243-0417 | 1-1 Hongo | Union dais cleaning facility | Kanagawa Prefecture | http://www.kouzaseisou-kanagawa.jp/ | Union Drais Facility | 2 | 350 | 116666.655 | [5 empty] | 1992
597 | JP | Ebino | 889-4312 | 1040 Sakamoto | Beautification Center Ebino | Miyazaki Prefecture |  | Ebino Cleaning Center | 2 | 36 | 11999.9988 | [5 empty] | 1996
598 | JP | Echizen | 915-0802 | 1-3-20 Kitago | First union cleaning center Nanyue | Fukui Prefecture | http://www.nanetsuseisou.or.jp/ | Clean Center Nanyue 1 | 2 | 150 | 49999.995 | [5 empty] | 1984
599 | JP | Echizen | 915-1221 | 86-28 Kotogaharacho | Second union cleaning centyer Nanyue | Fukui Prefecture | http://www.nanetsuseisou.or.jp/ | Clean Center Nanyue 2 | 1 | 30 | 9999.999 | [5 empty] | 1997
600 | JP | Ena City |  | Osashimacho Kusumi, 1013 | Ena Eco Center | Gifu Prefecture |  | Ena Eco Center | 1 | 72 | 23999.9976 | [5 empty] | 2003
601 | JP | Engaru, Monbetsu District | 099-0411 | Mukaiengaru | Cleaning center Engaru | Hokkaido Prefecture |  | clean Center Engaru | 2 | 75 | 24999.9975 | [5 empty] | 1993
602 | JP | Erimo Town, Horoizumi-gun |  | Utabetsu, 286 | Erimo town center cleaning | Hokkaido Prefecture |  | Erimo Town Cleaning | 1 | 10 | 3333.333 | [5 empty] | 1990
603 | JP | Fuji City | 417-0801 | 232 Obuchi | Fuji City Environmental Clean Center | Shizuoka Prefecture |  | Fuji City Clean Center | 2 | 300 | 99999.99 | [5 empty] | 1986
604 | JP | Fujieda City | 426-0041 | 2338-1 Takayanagi | Takayanagi incineration plant | Shizuoka Prefecture | http://www.shida.or.jp/ | Takayanagi Incineration Plant | 3 | 255 | 84999.9915 | [5 empty] | 1984
605 | JP | Fujimino | 356-0034 | 1104 Komabayashi | Cleaning center Kamifukuoka | Saitama Prefecture | http://www.city.fujimino.saitama.jp/ | Fujimino Kamifukuoka Plant | 2 | 180 | 59999.994 | [5 empty] | 1974
606 | JP | Fujimino |  | Oimusashino, 1385 | Cleaning center Oi Fujimino | Saitama Prefecture |  | Fujimino Oi. | 1 | 60 | 19999.998 | [5 empty] | 1997 | [12 empty] | 0.0038
607 | JP | Fujinomiya | 418-0111 | 3678-4 Yamamiya | Town cleaning center Shibakawa Fujinomiya | Shizuoka Prefecture | http://www.city.fujinomiya.shizuoka.jp/seisou/seisou.htm | Fujinomina Clean Center | 2 | 240 | 79999.992 | [5 empty] | 1994
608 | JP | Fujioka | 375-0037 | Sanbogi, 575-1 | Cleaning center Fujioka | Gunma Prefecture |  | Cleaning Center Fujioka | 2 | 240 | 79999.992 | [5 empty] | 1986
609 | JP | Fujisawa |  | 2168 Ishikawa | Fuijisawa North | Kanagawa Prefecture | http://www.city.fujisawa.kanagawa.jp/kankyou/page100024.shtml | Fujisawa North | 2 | 300 | 99999.99 | [5 empty] | 2004
610 | JP | Fujisawa |  | Honfujisawa, 2-1 | Environmental Office Ishinazaka | Kanagawa Prefecture |  | Ishinazaka Plant | 2 | 260 | 86666.658 | [5 empty] | 1984
611 | JP | Fujiyoshida | 403-0002 | 690 Koasumi | Environmental Beautification Center City Hall Fujiyoshida | Yamanashi Prefecture |  | Fujiyoshida Center | 3 | 190 | 63333.327 | [5 empty] | 2002
612 | JP | Fukuchi | 822-1101 | 474-5 Akaike | Center Shimoda | Fukuoka Prefecture |  | Fukishi Shimoda | 2 | 120 | 39999.996 | [5 empty] | 1975
613 | JP | Fukuchiyama |  | 285 Maki | Environment Park | Kyoto Prefecture | http://www.city.fukuchiyama.kyoto.jp/life/facilities/entries/000574.html | No Info of location | 2 | 150 | 49999.995 | [5 empty] | 2000
614 | JP | Fukui City |  | Ryomachi, 50-41 | Clean Center Fukui | Fukui Prefecture |  | Clean Center Fukui City | 3 | 345 | 114999.9885 | [5 empty] | 1991
615 | JP | Fukuoka-Nishi | 819-0041 | 1191 Jurokucho | Western Plant | Fukuoka Prefecture | http://www.city.fukuoka.lg.jp/kankyo/kojoseibi/life/tyukanshorisisetu/003.html | Fukuoka Western | 3 | 750 | 249999.975 | [5 empty] | 1992
616 | JP | Fukuoka-Higashi | 812-0051 | 4-13-42 Hakozakifuto | Coastal plant | Fukuoka Prefecture | http://www.city.fukuoka.lg.jp/ | Fukuoka Coast Plant | 3 | 900 | 299999.97 | [5 empty] | 2001
617 | JP | Fukuoka-Higashi |  | 5 112 Kamata | Eastern Plant | Fukuoka Prefecture | http://www.city.fukuoka.lg.jp/ | Fukuoka Eastern | 2 | 240 | 79999.992 | [5 empty] | 2006
618 | JP | Fukuoka-Kasuga | 816-0842 | 104-5 Shimoshirouzu | Southern Plant | Fukuoka Prefecture | http://www.city.fukuoka.lg.jp/ | Fukuoka South | 2 | 600 | 199999.98 | [5 empty] | 1981
619 | JP | Fukuoka-Nishi |  | 744-3 Genkaishima | Incineration Genkaijima Fukuoka | Fukuoka Prefecture | http://www.city.fukuoka.lg.jp/ | Fukuoka Genkaishima | 1 | 6 | 1999.9998
620 | JP | Fukuroi City |  | Okazaki, | Fukuroi City and Mori Town RegionalAdministration Union, DMS Facility | Shizuoka Prefecture |  | Fukuroi Plant | 2 | 132 | 43999.9956 | [5 empty] | 2008
621 | JP | Fukushima City | 960-8141 | Umenokihata-1-1 Watari | Clean Center Abukuma | Fukushima Prefecture |  | Abukama Center | 2 | 240 | 82800 | 29 |  |  |  |  | 1988
622 | JP | Fukushima City | 960-8166 | Kitahara-1-1 Niida | Arakawa, Fukushima City Hall Plaza clean recycling center | Fukushima Prefecture |  | Arakawa Center | 2 | 220 | 73333.326 | [5 empty] | 2008
623 | JP | Fukuyama | 720-0843 | Akasakacho Oaza Akasaka, 521 | Incineration plant west Fukuyama | Hiroshima Prefecture |  | Fukuyama Western Center | 2 | 150 | 49999.995 | [5 empty] | 1980
624 | JP | Fukuyama | 720-2111 | Kamigoryo-3000-7 Kannabecho | Clean Center from Shenzhen City Fukuyama | Hiroshima Prefecture |  | Fukuyama Shenzen Center | 2 | 80 | 26666.664 | [5 empty] | 1994
625 | JP | Funabashi | 273-0016 | Shiomicho, 38 | Waste incineration plant in southern | Chiba Prefecture | http://www.city.funabashi.chiba.jp/kurashi/gomi/0003/p001553.html | Funabashi South | 3 | 375 | 124999.9875 | [5 empty] | 1989
626 | JP | Funabashi | 274-0082 | 1356 Ojinbocho | Waste incinerator plant in northern | Chiba Prefecture | http://www.city.funabashi.chiba.jp/shisetsu/kankyoushisetsu/0012/0003/0001/p011278.html | Funabashi North | 3 | 435 | 144999.9855 | [5 empty] | 1983
627 | JP | Gamagori, Nishi town |  | Kuchitado-1 | Clean Center Gamagori | Aichi Prefecture | http://www.city.gamagori.lg.jp/site/seiso/seiso-shisetsu.html | Gamagori Clean Center | 2 | 130 | 43333.329 | [5 empty] | 1997
628 | JP | Gifu City - Kasamatsu | 500-8266 | 5-147 Sakaigawa | Waste incineration plant Gifu Hashima | Gifu prefecture |  | Gifu Hashima | 3 | 180 | 59999.994 | [5 empty] | 1995
629 | JP | Gifu City-Hinakura | 501-1185 | 375 dong | Dong plant in Gifu | Gifu prefecture |  | Dong Plant Gifu | 1 | 150 | 49999.995 | [5 empty] | 1979 | [12 empty] | 0.13
630 | JP | Gifu City-Akutami | 501-3134 | 6-368 Akutami | Akutami Tobu Clean Center | Gifu prefecture |  | Gifu Akutami | 3 | 450 | 149999.985 | [5 empty] | 1998
631 | JP | Gobo City | 644-0023 | 2731-4 Nadacho Noshima | Gobo regional area cleaning center | Wakayama Prefecture | http://www.naxnet.or.jp/~gobokoui/seiso/kengaku.htm | Gobo Clean Center | 2 | 147 | 48999.9951 | [5 empty] | 1998
632 | JP | Gose City | 639-2256 | 293 Kurisaka | Clean center Gose | Nara Prefecture |  | Clean Center Gose | 2 | 90 | 29999.997 | [5 empty] | 1994 | [12 empty] | 1
633 | JP | Gosen City | 959-1604 | 8864 Ronze | Waste incineration plant Gosen | Niigata Prefecture |  | Gosen waste incinerator | 2 | 150 | 49999.995 | [5 empty] | 2001 | [12 empty] | 0.0017
634 | JP | Gotsu City | 699-3161 | 321-1 Namiko | Combustible waste Eco Clean Center Hamada | Shimane Prefecture |  | Hamada Center | 2 | 98 | 32666.6634 | [5 empty] | 2006
635 | JP | Gujo | 501-4235 | 148-5 Hachimancho Arisaka | Clean Center Gujo | Gifu Prefecture |  | Clean Center Gujo | 2 | 65 | 21666.6645 | [5 empty] | 2006
636 | JP | Gyoda City | 361-0024 | 856 Oaza | Kobari Clean Center | Saitama Prefecture | http://www.city.gyoda.lg.jp/15/03/10/map/kobari.html | Kobar clean Center | 2 | 204 | 67999.9932 | [5 empty] | 1984
637 | JP | Hachinohe | 039-1107 | Toriageishi-1-1 Kushihiki | Hachinohe incineration plant I, II | Aomori Prefecture | http://www.city.hachinohe.aomori.jp/koiki/ | Hachinohe I, II | 3 | 450 | 149999.985 | [5 empty] | 1995
638 | JP | Hachioji City | 192-0906 | 596-3 Kitanomachi | Kitano Incineration Plant | Tokyo Prefecture | http://www.city.hachioji.tokyo.jp/shisetsu/kankyo/kitanoseisokojyo/index.html | Kitano Incineration Plant | 1 | 100 | 33333.33 | [5 empty] | 1994
639 | JP | Hachioji City | 193-0944 | 2700 Tatemachi | Tate Incineration Plant | Tokyo Prefecture | http://www.city.hachioji.tokyo.jp/shisetsu/kankyo/tateseisokojyo/index.html | Tate Plant | 0 | 0 | 0 | [5 empty] | closed
640 | JP | Hachioji City | 192-0001 | 1916 Tobukimachi | Tobuki Incineration Plant | Tokyo Prefecture | http://www.city.hachioji.tokyo.jp/shisetsu/kankyo/tobukiseisokojyo/index.html | Tobuki Incineration Plant | 5 | 336 | 111999.9888 | [5 empty] | 1998
641 | JP | Hachijo Village, Izu Islands | 100-1401 | 4341-1 Okago | Hachijo Municipal Clean Center | Tokyo Prefecture |  | Haichijo village Cl. Center | 2 | 17 | 5666.6661
642 | JP | Hakodate | 040-0022 | Hinode-cho 26-2 | Hakodate City Sunrise Clean Center | Hokkaido Prefecture | http://www.city.hakodate.hokkaido.jp | Hakodate Clean Center | 3 | 420 | 139999.986 | [5 empty] | 1992
643 | JP | Hakusan City | 924-0066 | 795 Kamiogawamachi | Center for Environmental Affairs Association Matto Ishikawa | Ishikawa Prefecture |  | Hakusan Ishikawa | 3 | 240 | 79999.992 | [5 empty] | 1998
644 | JP | Hamamatsu City |  |  | Incineration plant in northern Hamamatsu | Shizuoka Prefecture |  | No Info of location | 2 | 270 | 89999.991 | [5 empty] | 1991
645 | JP | Hamamatsu City -Hamakita | 434-0013 | 954 Nagashima | Cleaning center Hamakita 2x20 | Shizuoka Prefecture | http://www.city.hamamatsu.shizuoka.jp/ | Hamakita Cleaning Center | 2 | 40 | 13333.332 | [5 empty] | 1997
646 | JP | Hamamatsu City -Hamakita | 434-0013 | 954 Nagashima | Cleaning center Hamakita 1x90 | Shizuoka Prefecture | http://www.city.hamamatsu.shizuoka.jp/ | Hamakita Cleaning Center | 1 | 90 | 29999.997 | [5 empty] | 2002
647 | JP | Hamamatsu City - Minami | 430-0844 | 1715 Enoshimacho | Cleaning south Hamamatsu City | Shizuoka Prefecture | http://www.city.hamamatsu.shizuoka.jp/ | Hamamatsu South | 3 | 450 | 149999.985 | [5 empty] | 1996
648 | JP | Hamamatsu City - Nishi |  | Shinoharacho, 26098 | Hamamatsu City Western Clean Center | Shizuoka Prefecture | http://www.city.hamamatsu.shizuoka.jp/ | Hamamatsu Western Cl. C. | 3 | 450 | 149999.985 | [5 empty] | 2009
649 | JP | Hamamatsu City - Tenryu | 431-3752 | 558-3 Ogawa | Tenryu ward garbage processing plant | Shizuoka Prefecture | http://www.city.hamamatsu.shizuoka.jp/ | Hamamatsy Tenryu Plant | 2 | 36 | 11999.9988 | [5 empty] | 2005
650 | JP | Hamatonbetsu Town, Esashi District | 098-5761 | 2-13 Chifuku | Waste processing facility south Soya Hamatonbetsu town | Hokkaido Prefecture |  | Faclity south Soya | 2 | 22 | 7333.3326 | [5 empty] | 1983
651 | JP | Hamura City | 205-0012 | Kawasaki | Environmental Center, Nishitama Sanitation Association | Tokyo Prefecture |  | Nishitami Sanitation Center | 3 | 480 | 159999.984 | [5 empty] | 1998
652 | JP | Hanamaki City | 025-0011 | Dai 7 Chiwari-229-7 Yasawa | Hanamaki City Hall cleaning center | Iwate Prefecture | http://www.city.hanamaki.iwate.jp/ | Hanamaki Clean Center | 2 | 171 | 56999.9943 | [5 empty] | 1988 | [12 empty] | 0.3
653 | JP | Handa City | 475-0803, | 50 Otsukawasuehirocho | Clean Center Handa | Aichi Prefecture |  | Handa Clean Center | 2 | 150 | 49999.995 | [5 empty] | 1991
654 | JP | Hannan City |  | 532 Ozakicho | Incineration plant Sennan | Osaka Prefecture | http://www.sennanseisou.jp/seisou/index.html | Sennan Incinerator | 2 | 190 | 63333.327 | [5 empty] | 1986
655 | JP | Hanno City | 357-0052 | 768-1 Shimohata | Clean Center Hanno City | Saitama Prefecture |  | Hanno Clean Center | 2 | 170 | 56666.661 | [5 empty] | 1982
656 | JP | Hanyu, | 348-0011 | 1863 Mitakaya | Cleaning center Hanyu City | Saitama Prefecture | http://www.city.hanyu.lg.jp/ | Clean Center Hanyu | 2 | 80 | 26666.664 | [5 empty] | 1983
657 | JP | Hashimoto | 649-7207 | 1827-28 Koyaguchicho Ono | Regional waste treatment plant near Hashimoto | Wakayama Prefecture | http://www.hashimoto-kouiki.jp/ | Hashimoto Plant | 2 | 101 | 33666.6633 | [5 empty] | 2009 | [12 empty] | 0.019
658 | JP | Hata-Ino |  |  | DMS, Facility, Hata Regional Municipality AdministrativeUnion | Kochi Prefecture |  |  | 2 | 140 | 46666.662 | [5 empty] | 2002
659 | JP | Hatsukaichi | 738-0223 | 524 Asahara | Clean Center Saeki Hatsukaichi | Hiroshima Prefecture | http://www.city.hatsukaichi.hiroshima.jp/ | Saeki Clean Center | 2 | 15 | 4999.9995 | [5 empty] | 1999
660 | JP | Hatsukaichi | 739-0488 | 1814-24 Ono | Ohno cleaning center Hatsukaichi | Hiroshima Prefecture | http://www.city.hatsukaichi.hiroshima.jp/ | Ohno Clean Center | 2 | 60 | 19999.998 | [5 empty] | 1997
661 | JP | Hayama | 240-0112, | 2286 Horiuchi | Clean Center Hayama town | Kanagawa Prefecture |  | Clean Center Hayama Town | 2 | 40 | 13333.332 | [5 empty] | 1977 | [12 empty] | 1.9
662 | JP | Hayami District |  |  | Bekki Hayami | Oita Prefecture | http://www.hz-inova.com |  | 2 | 0 | 0 | [5 empty] | under construction
663 | JP | Hekinan City | 447-0067 | １-１−１Hiromimachi | Kinuura Clean Center | Aichi Prefecture | http://www.city.hekinan.aichi.jp/ | Kinuura Clean Center | 2 | 190 | 63333.327 | [5 empty] | 1995
664 | JP | Higashihiroshima | 739-0022 | 766-1 Saijocho Kamiminaga | Center for Environmental Health and combustible waste Kamo | Hiroshima Prefecture |  | Kamo Center | 3 | 300 | 99999.99 | [5 empty] | 1985
665 | JP | Higashine | 999-3775 | Noda, 2038 | union health treatment Kyoritsu one town outside the city two Higashine. | Yamagata Prefecture | http://www.kurinpia.or.jp/ | Higashine Center | 3 | 195 | 64999.9935 | [5 empty] | 1995 | Dry, FF | [11 empty] | 0.2
666 | JP | Higasiizu |  | Inatori, 3349-1 | East River Eco Clean Center | Shizuoka Prefecture | http://www.town.kawazu.shizuoka.jp/syoukai/map/gomi.htm | Higasiizu Clean Center | 2 | 60 | 19999.998 | [5 empty] | 2002
667 | JP | Higashikurume City | 203-0043 | 4-3-10 Shimosato | Clean port willow garden fountain | Tokyo Prefecture | http://www.ryusenen.or.jp/ | Higashikurume Clean Center | 3 | 320 | 106666.656 | [5 empty] | 2000
668 | JP | Higashimatsuyama | 355-0066 | 2272 Godo | Higashi-Matsuyama City Clean Center | Saitama Prefecture | http://www.city.higashimatsuyama.lg.jp/ | Higashi-Matsuyama City Cl. C. | 2 | 180 | 59999.994 | [5 empty] | 1977
669 | JP | Higashimurayama City | 189 -0001 | 4-7-1 Akitsu-cho | Higashimurayama City Waste Treatment Center Shusui Garden | Tokyo Prefecture | http://www.city.higashimurayama.tokyo.jp/shisetsu/gomi/syusuien/index.html | Shusui Garden | 2 | 150 | 49999.995 | [5 empty] | 1981
670 | JP | Himeji-Aboshi |  | Aboshihama 4 | Aboshi Waste to Energy Facility | Hyogo Prefecture |  | Himeji Aboshi | 3 | 402 | 133999.9866 | [5 empty] | 2010
671 | JP | Himeji City | 671-2121 | 803 Yumesakicho Miyaoki | Clean Center Kuresaka | Hyogo Prefecture |  | Himeji Kuresaka | 2 | 80 | 26666.664 | [5 empty] | 1996 | [12 empty] | 0.15
672 | JP | Himeji City, | 672-8079 | 1351-27 Shikamaku Imazaike | Himeji South Center | Hyogo Prefecture |  | Himeji South Center | 2 | 300 | 99999.99 | [5 empty] | 1984
673 | JP | Himeji-Ichikawa |  | Togocho | Himeji City Center Ichikawa | Hyogo Prefecture |  | Himeji Ichikawa | 2 | 330 | 113850 | 40 |  |  |  |  | 1992
674 | JP | Himeji-Ieshima | 672-0102 | 2144-18 Ieshimachomiya | Himeji City Center Ieshima | Hyogo Prefecture |  | Himeji Ieshima | 2 | 54 | 17999.9982 | [5 empty] | 1992
675 | JP | Himi | 935-0344 | 5266 Kamiyokawa | Cleaning center western Himi | Toyama Prefecture |  | Western Himi | 1 | 50 | 16666.665 | [5 empty] | 1978 | [12 empty] | 5e-05
676 | JP | Hino City | 191-0021 | 1-210-2 Ishida | Hino Waste to Energy Facility | Tokyo Prefecture |  | Hino City Clean Center | 2 | 220 | 73333.326 | [5 empty] | 1986
677 | JP | Hino Town, Gamou District | 529-1663 | 1-1 Kitawaki | Hino cleaning center | Shiga Prefecture | http://www.tyubuseisou.jp/ | Hino Town Cleaning Center | 3 | 180 | 59999.994 | [5 empty] | 2007
678 | JP | Hirakata | 573-1162 | 5-1-1 Taguchi | Plant No. 3 river Hotani | Osaka Prefecture | http://www.city.hirakata.osaka.jp/soshiki/d1siset/h23-dainipuranto.html | Hirakata no 3 Hotani | 1 | 200 | 66666.66 | [5 empty] | 1988 | [12 empty] | 0.84
679 | JP | Hirakata |  | Sonenji, 2949 | Hirakata East | Osaka Prefecture |  | Hirakata East | 2 | 240 | 79999.992 | [5 empty] | 2008
680 | JP | Hiranai town | 039-3321 | Sotonosawa-56-10 Kominato | Waste disposal facility Hiranai town | Aomori Prefecture |  | Waste disp. Hiranai | 1 | 37 | 12333.3321 | [5 empty] | 2000
681 | JP | Hiratsuka City | 254-0012 | 3230 Okami | Hiratsuka city Environmental Business Center | Kanagawa Prefecture | http://www.city.hiratsuka.kanagawa.jp/kouiki/about/about_03.html | Hiratsuka Environment Center | 3 | 294 | 97999.9902 | [5 empty] | 1988
682 | JP | Hiratsuka City | 254-0012 | 3230 Okami | Environmental business center next Hiratsuka | Kanagawa Prefecture | http://www.city.hiratsuka.kanagawa.jp/kouiki/about/about_03.html |  | 0 | 0 | 0 | [5 empty] | planned
683 | JP | Hiroo, Hiroo District, | 089-2446 | 760-3 Monbetsu | Environmental Sanitation Center South Tokachi | Hokkaido Prefecture |  | Center South Tokachi | 2 | 28 | 9333.3324 | [5 empty] | 1993 | [12 empty] | 0.0067
684 | JP | Hirosaki City | 036-8314 | Tsutsui-6-2 Machida | Environmental improvement district center Hirosaki | Aomori Prefecture |  | Hirosaki Clean Center | 2 | 246 | 81999.9918 | [5 empty] | 2002
685 | JP | Hirosaki City |  | Kawarada Koganezaki | Incineration plant in southern | Aomori Prefecture |  | Hirosaki South Center | 2 | 140 | 46666.662 | [5 empty] | 1992
686 | JP | Hiroshima, Aki District | 731-4301 | 1322-8 Sakamachi | Aki Clean Center | Hiroshima Prefecture |  | Aki Clean Center | 2 | 130 | 43333.329 | [5 empty] | 2002
687 | JP | Hiroshima-Asakita | 731-0224 | 1460-1 Kabecho Oaza Nakashima | Asakita Plant | Hiroshima Prefecture |  | Asakita Plant | 2 | 200 | 66666.66 | [5 empty] | 1990
688 | JP | Hiroshima-Asaminami | 731-3161 | 3990 Numatacho Oaza Tomo | Garbage treatment facilities large Asaminami | Hiroshima Prefecture |  | Asaminami Plant | 0 | 0 | 0 | [5 empty] | under construction
689 | JP | Hiroshima-Minami |  | Shinonome, 3-17 | Minami Plant | Hiroshima Prefecture |  | Minami Plant | 2 | 300 | 103500 | 31 |  |  |  |  | 1988
690 | JP | Hiroshima-Naka | 730-0826 | Yoshijima Dori | Naka Waste-to-Energy Facility | Hiroshima Prefecture |  | NAKA WTEF | 3 | 600 | 207000 | 78 |  |  |  |  | 2003
691 | JP | Hiroshima-Saeki | 731-5102 | 1979 Itsukaichicho Oaza Ishiuchi | Saeki factory | Hiroshima Prefecture |  | Saeki Plant | 3 | 135 | 44999.9955 | [5 empty] | 1980
692 | JP | Hitachi City |  | Miyatacho | Hitachi City Center Cleaning | Ibaraki Prefecture |  | Hitachi Center Cleaning | 3 | 300 | 99999.99 | [5 empty] | 2000
693 | JP | Hitachinaka | 312-0012 | 2184-1 Mawatari | Katsuta cleaning center | Ibaraki Prefecture | http://www.city.hitachinaka.ibaraki.jp/ | Hitachinaka Katsuka | 2 | 150 | 49999.995 | [5 empty] | 1985
694 | JP | Hitachinaka, | 311-1254 | 10812 Niizutsumi | Cleaning center Nakaminato | Ibaraki Prefecture | http://www.city.hitachinaka.ibaraki.jp/ | Hitachinaka Nakaminato | 2 | 106 | 35333.3298 | [5 empty] | 1989
695 | JP | Hitachiota City | 313-0008 | 1763 Mashiicho | Hitachiota Cleaning Center | Ibaraki Prefecture | http://www.city.hitachiota.ibaraki.jp/ | Hitachiota Cleaning Center | 2 | 100 | 33333.33 | [5 empty] | 2002
696 | JP | Hitoyoshi | 868-0824 | 1269-1 Akaikemizunashimachi | Cleanplaza Hitoyoshi | Kumamoto Prefecture | http://www.cleanplaza.jp/ | Clean Center Hitoyoshi | 3 | 103 | 34333.3299 |  | 10 |  |  |  | 2002 | SNCR, SD, FF
697 | JP | Hofu | 747-0825 | 364 Nitta | Clean Center Hofu | Yamaguchi Prefecture | http://www.city.hofu.yamaguchi.jp/soshiki/16/seibi-unei.html | Clean Center Hofu | 2 | 180 | 59999.994 | [5 empty] | 1982
698 | JP | Hokota | 311-1523 | 2126 Kushihiki | City Clean Center Hokota | Ibaraki Prefecture |  | Hokota clean Center | 2 | 120 | 39999.996 | [5 empty] | 1993
699 | JP | Hokuto | 049-0132 | 105 Dateno | Oshima waste disposal | Hokkaido Prefecture | http://www.clean-oshima.jp/ | Oshima Waste Disposal | 2 | 126 | 41999.9958 | [5 empty] | 2003 | [12 empty] | 0.0029
700 | JP | Honjo City | 367-0024 | 151-1 Higashiikakko | Koyama River Clean Center | Saitama Prefecture | http://www.kodamakouiki.jp/ | Koyama River Clean Center | 3 | 228 | 75999.9924 |  | 2.4 |  |  |  | 2000 | FF
701 | JP | Hyuga | 883-0034, | 2192 Tomitaka | Southern Union regional area cleaning center Higashiusuki Hinata | Miyazaki Prefecture | http://www.city.hyuga.miyazaki.jp/rengo/index.html | Hyuga Center | 2 | 163 | 56235 |  | 12 |  |  |  | 1991
702 | JP | Ibara City | 715-0004 | 2192-1 Kinokocho | Ihara Clean Center | Okayama Prefecture |  | Ihara Clean Center | 2 | 90 | 29999.997 | [5 empty] | 1994
703 | JP | Ibaraki City | 567-0838 | 14-1 Higashinonomiyacho | Environmental Sanitation Center Ibaraki City | Osaka Prefecture | http://www.city.ibaraki.osaka.jp/ | Ibaraki Clean Center | 3 | 450 | 149999.985 | [5 empty] | 1996
704 | JP | Ichihara city | 290-0202, | 124-2 Fukumasu | Clean Center Fukumasu | Chiba Prefecture | http://gk01.city.ichihara.chiba.jp/ | Clean Center Fukumasu | 5 | 520 | 173333.316 | [5 empty] | 1994
705 | JP | Ichijima, Tanba City | 669-4316 | 1052 Ichijimacho Iwato | Satsuki Clean Center garden Ichishima Tamba city | Hyogo Prefecture, | http://www.city.tamba.hyogo.jp/ | Ichijima | 2 | 12 | 3999.9996 | [5 empty] | 1990
706 | JP | Ichikawa | 272-0014 | 1003 Tajiri | Ichikawa Clean Center | Chiba Prefecture |  | Ichikawa Clean Center | 3 | 600 | 199999.98 | [5 empty] | 1994 | [12 empty] | 0.025
707 | JP | Ichinomiya | 491-0201 | Rokuchoyama-52 Okucho | Environmental Center Ichinomiya | Aichi Prefecture | http://www.city.ichinomiya.aichi.jp/ | Ichinomiya Center | 3 | 450 | 149999.985 | [5 empty] | 1998
708 | JP | Ichinoseki | 029-0131 | Kusagasawa-36-41 Kozenji | Cleaning center Ichinoseki | Iwate Prefecture | http://www.city.ichinoseki.iwate.jp/kouiki-gyousei/kankyo/index7.html | Ichinoseki Clean Center | 2 | 150 | 49999.995 | [5 empty] | 1981
709 | JP | Ichinoseki | 029-0523 | Minamichoja-101-1 Daitocho Surisawa | Daito cleaning center | Iwate Prefecture | http://www.city.ichinoseki.iwate.jp/kouiki-gyousei/kankyo/index7.html | Daito clean Center | 2 | 80 | 26666.664 | [5 empty] | 1989 | [12 empty] | 4e-06
710 | JP | Ie Island, Kunigami District | 905-0501 | 2788 Higashieue | E & C Center | Okinawa Prefecture |  | Ie island E&C Center | 1 | 7 | 2333.3331 | [5 empty] | 2003 | [12 empty] | 0.0013
711 | JP | Iheya Island, Shimajiri District | 905-0701 | 3225 Dana | Clean Center Village Iheya | Okinawa Prefecture |  | Iheya Island Center | 1 | 3 | 999.9999 | [5 empty] | 2005 | [12 empty] | 0.22
712 | JP | Iida City | 399-2565 | 2254-47 Kiribayashi | Clean Center Kiribayashi | Nagano Prefecture | http://www.mis.janis.or.jp/~kcc3/ | Clean Center Kiribayashi | 2 | 93 | 30999.9969 | [5 empty] | 2003
713 | JP | Iizuka City | 820-0061 | 118-2 Yoshikita | Iizuka City Clean Center | Fukuoka Prefecture |  | lizuka City clean Center | 2 | 180 | 59999.994 | [5 empty] | 1998
714 | JP | Ikeda | 563-0045 | 2-3-2 Momozono | Clean Center Ikeda | Osaka Prefecture |  | Ikeda Clean Center | 3 | 180 | 59999.994 | [5 empty] | 1983
715 | JP | Ikoma | 630-0243 | Tawaraguchicho, 2116-91 | Cleaning center Ikoma city | Nara prefecture |  | Cleaning Center Ikoma City | 2 | 220 | 73333.326 | [5 empty] | 1991
716 | JP | Imabari | 794-1304 | 1805 Omishimacho Miyaura | Clean Center Branch Omishima Island Imabari City | Ehime Prefecture | http://www.city.imabari.ehime.jp/clean/ | Omishima Island Imabari Cl. C. | 1 | 33 | 10999.9989 | [5 empty] | 1987
717 | JP | Imabari | 794-2203 | 6533 Miyakubocho Miyakubo | Oshima Clean Center | Ehime Prefecture | http://www.city.imabari.ehime.jp/clean/ | Miyakubo | 1 | 42 | 13999.9986 | [5 empty] | 1991
718 | JP | Imabari | 799-1514 | 431 Machiya | Clean Center in Imabari City | Ehime Prefecture | http://www.city.imabari.ehime.jp/clean/ | Imabari City Clean Center | 2 | 200 | 66666.66 | [5 empty] | 1987
719 | JP | Imari | 848-0142 | 31-4 Kurogawacho Tachime | Environmental Center Imari City | Saga Prefecture |  | Imari Center | 2 | 60 | 19999.998 | [5 empty] | 1982 | [12 empty] | 3.1
720 | JP | Imizu | 939-0303 | 1150 Nishitakagi | Clean the injection peer Imizu | Toyama Prefecture | http://www.city.imizu.toyama.jp/hp/svFacHP.aspx?faccd=1306110 | Imizu Center | 3 | 138 | 45999.9954 | [5 empty] | 2002
721 | JP | Ina Town | 362-0801 | 2005 Kobariuchijuku | Clean Center Ina town | Saitama Prefecture | http://www.town.saitama-ina.lg.jp/sisetu/crean.html | Clean Center Ina Town | 2 | 60 | 19999.998 | [5 empty] | 2001
722 | JP | Inagi City | 206-0801 | 1528 Omaru | Clean Center Tamagawa | Tokyo Prefecture |  | Tamagawa Clean Center | 5 | 500 | 166666.65 | [5 empty] | 1998
723 | JP | Inashiki |  | 424 Takada | Center for Environmental Edosaki District | Ibaraki Prefecture | http://www.eiseidoboku.or.jp/ | Edosaki Clean Center | 2 | 150 | 49999.995 | [5 empty] | 1989
724 | JP | Inazawa | 492-8391 | 74 Nakanokawabatacho | Environmental Center Inazawa | Aichi Prefecture |  | Inazawa Center | 3 | 180 | 59999.994 | [5 empty] | 2000
725 | JP | Inuyama City | 484-0094 | Taguchibora-39-128 Tonoji | Inuyama City Beautification Center | Aichi Prefecture |  | Inuyama Clean Center | 2 | 135 | 44999.9955 | [5 empty] | 1983
726 | JP | Inzai City | 270-1352 | 1-1-1 Otsuka | Clean Center Inzai | Chiba Prefecture | http://www.inkan-jk.or.jp/creen/index.html | Clean Center Inzai | 3 | 300 | 99999.99 | [5 empty] | 1999
727 | JP | Iruma | 358-0031 | 127-1 Araku | Clean Center Iruma | Saitama Prefecture |  | Clean Center Iruma | 3 | 150 | 49999.995 | [5 empty] | 1996
728 | JP | Iryu union |  |  | Iryu union, DMS facility | Hyogo Prefecture |  |  | 2 | 120 | 39999.996 | [5 empty] | 1997
729 | JP | Isa | 895-2813 | 880-56 Hishikariminamiura | Environmental Management Association Aira north Isa, Miraikan | Kagoshima Prefecture |  | Miraikan | 2 | 80 | 26666.664 | [5 empty] | 2003
730 | JP | Isahaya | 854-0001 | 1250 Fukudamachi | Southern central province Clean Center | Nagasaki prefecture | http://www.kouiki-kankyou.com/ | Isahaya Center | 3 | 300 | 99999.99 | [5 empty] | 2005
731 | JP | Ise City | 515-0505 | 653 Nishitoyohamacho | Ise City Plant | Mie Prefecture |  | Ise City incineration Plant | 2 | 240 | 79999.992 | [5 empty] | 1996 | [12 empty] | 0.26
732 | JP | Isehara |  |  | Hatano & Isehara Union Plant | Kanagawa Prefecture | http://www.hz-inova.com |  | 2 | 200 | 66666.66 | [5 empty] | 2012
733 | JP | Isehara | 259-1103 | 1918 Sannomiya | Incineration plant Isehara Hadano | Kanagawa Prefecture | http://www.hadanoshi-iseharashi-kek.or.jp/top/sisetu/kj/kojyo.html | Isehara Plant Hadano | 3 | 270 | 89999.991 | [5 empty] | 1985
734 | JP | Isesaki City | 372-0824 | 954 Shibamachi | Recycling center 21 | Gunma Prefecture |  | Recycling Cleaning Center 21 | 3 | 210 | 69999.993 | [5 empty] | 2000
735 | JP | Ishikari | 061-3441 | 618 Atsutaku Shippu | Refuse disposal facility north Ishikari | Hokkaido Prefecture |  | Ishikari North Facility | 2 | 180 | 59999.994 | [5 empty] | 1994
736 | JP | Ishinomaki City |  | 8-20 Shigeyoshicho | regional Clean Center Ishinomaki | Miyagi Prefecture | http://www.ikouiki.or.jp/seisou/gomi.htm | West Ishinomaki Center | 2 | 230 | 76666.659 | [5 empty] | 2002
737 | JP | Ishinomaki, Oshika Peninsula | 986-2527 | Kiyosakiyama-1-49 Kugunarihama | Ishinomaki City Clean Center | Miyagi Prefecture | http://www.city.ishinomaki.lg.jp | Ishinomaki Clean Center | 2 | 60 | 19999.998 | [5 empty] | 1995
738 | JP | Isumi | 298-0101 | 170 Komatai | Isumi Clean Center | Chiba Prefecture |  | Isumi Clean Center | 2 | 48 | 15999.9984 | [5 empty] | 1994 | [12 empty] | 0.19
739 | JP | Isumi | 298-0005 | 24-5 Nitta | Ohara, Isumi City Hall Clean Center | Chiba Prefecture |  | Ohara Clean Center Isumi | 1 | 40 | 13333.332
740 | JP | Itako | 311-2434 | 1255 Shimasu | Clean Center Itako | Ibaraki Prefecture |  | Itako Clean Center | 2 | 72 | 23999.9976 | [5 empty] | 1991
741 | JP | Ito City | 414-0054 | 1297-91 Kamada | Ito Environmental Beautification Center | Shizuoka Prefecture |  | Ito Center | 2 | 200 | 66666.66 | [5 empty] | 1984
742 | JP | Itoman-Tomigusuku | 901-0353 | 74-1 Tsukazato | Cleaning Center Tomigusuku Itoman | Okinawa Prefecture |  | Clean Center Itoman | 2 | 200 | 69000 | 32 |  |  |  |  | 1998
743 | JP | Itoshima City |  | Shimanishikaizuka | Clean Center Itoshima | Fukuoka Prefecture |  | Clean Center Itoshima | 2 | 200 | 66666.66 | [5 empty] | 2000
744 | JP | Iwade | 649-6202 | 2273-2 Negoro | Clean Center Iwade | Wakayama Prefecture |  | clean Center Iwade | 2 | 60 | 19999.998 | [5 empty] | 2008
745 | JP | Iwaki |  | Tairakamikatayose, Odaira23 | Cleaning center in northern Iwaki | Fukushima Prefecture |  | Iwaki North Plant | 2 | 300 | 103500 | 34 |  |  |  |  | 1980
746 | JP | Iwaki |  | Izumimachishimogawa, Sakainomachi63 | Southern Cleaning Center Iwaki | Fukushima Prefecture |  | Iwaki South | 3 | 390 | 134550 | 52 |  |  |  |  | 2000
747 | JP | Iwakuni city | 740-0034 | Minamiiwakunimachi, 2-65-65 | First Plant Iwakuni | Yamaguchi Prefecture |  | First Plant Iwakuni | 3 | 195 | 64999.9935 | [5 empty] | 1992
748 | JP | Iwamizawa |  | 5 499 Hinodecho | Incineration facility Iwamizawa | Hokkaido Prefecture | http://www.city.iwamizawa.hokkaido.jp/ | Hinodecho waste | 2 | 30 | 9999.999 | [5 empty] | 1992
749 | JP | Iwamizawa |  |  | Incineration facility Kitamura | Hokkaido Prefecture | http://www.city.iwamizawa.hokkaido.jp/ |  | 1 | 15 | 4999.9995 | [5 empty] | closed 2012
750 | JP | Iwata City | 438-0061 | 301 Gyobujima, | Clean Center Iwata City | Shizuoka Prefecture |  | Iwata City Clean Center | 2 | 180 | 59999.994 | [5 empty] | 1982
751 | JP | Iwata City |  |  | Iwata Bannan II Plant | Shizuoka Prefecture | http://www.hz-inova.com |  | 2 | 224 | 74666.6592 | [5 empty] | 2010
752 | JP | Iwate District |  |  | Iwate South Coast Environmental Union, | Iwate Prefecture |  |  | 2 | 147 | 48999.9951 | [5 empty] | 2011
753 | JP | Iyo City | 799-3124 | 1433 Miaki | Iyo district refuse disposal facility | Ehime Prefecture |  | Iyo District | 2 | 120 | 39999.996 | [5 empty] | 2002
754 | JP | Izu |  | Kashiwakubo, 68-1 | Cleaning center Izu | Shizuoka Prefecture |  | Clean Center Izu | 1 | 25 | 8333.3325 | [5 empty] | 1986
755 | JP | Izumi City | 594-0001 | 87 Maicho | Clean Center Senboku | Osaka Prefecture | http://www.senbokukankyo-ichikumi.org/ | Clean Center Senboku | 2 | 300 | 99999.99 | [5 empty] | 2003
756 | JP | Izumo | 693-0035 | ２３８３−１Ashiwatacho | Izumo Energy Center | Shimane Prefecture |  | Izumo Energy Center | 2 | 220 | 73333.326 | [5 empty] | 2003
757 | JP | Joetsu | 942-0036 | 2588 Higashinakajima | First Clean Center Joetsu | Niigata Prefecture |  | First Clean Center Joetsu | 2 | 140 | 46666.662 | [5 empty] | 1988
758 | JP | Joetsu | 942-0036 | 2963 Higashinakajima | Second Clean Center Joetsu | Niigata Prefecture |  | Second Clean Center Joetsu | 2 | 98 | 32666.6634 | [5 empty] | 1995
759 | JP | Jojo City | 610-0111 | Haseyama-1-270 Tono | Haseyama clean center | Kyoto Prefecture |  | Haseyama Clean Center | 2 | 240 | 79999.992 | [5 empty] | 2006
760 | JP | Kadena, Nakagami District | 904-0201 | 242-1 Kudoku | Center for Environmental Beautification civil service union Hijagawa | Okinawa Prefecture |  | Hijagawa Center Okinawa | 2 | 70 | 23333.331 | [5 empty] | 1998
761 | JP | Kadoma | 571-0042 | 19-5 Fukadacho | Kadoma Clean Center | Osaka prefecture |  | Kadoma Clean Center | 2 | 288 | 95999.9904 | [5 empty] | 1996
762 | JP | Kaga | 922-0842 | Otsu-7-1 Kumasakamachi | Environmental Beautification Center Kaga City | Ishikawa Prefecture |  | Kaga Clean Center | 2 | 160 | 53333.328 | [5 empty] | 1996
763 | JP | Kagamino, Tomata District | 708-0421 | 523-3 Izaka | Clean Center Nothern town Kagamino | Okayama Prefecture |  | Kagamino Center | 1 | 10 | 3333.333 | [5 empty] | 1992 | [12 empty] | 0.0058
764 | JP | Kagoshima City | 891-1205 | 11900 Kagoshima shi, Inuzakocho | Kagoshima Northern incineration plant | Kagoshima Prefecture | http://www.city.kagoshima.lg.jp | Kagoshima North | 2 | 530 | 176666.649 | [5 empty] | 2007
765 | JP | Kagoshima City | 891-0131 | 3-3, 3-chome, Kagoshima shi, Taniyamako | Kagoshima soutern incineration plant | Kagoshima Prefecture | http://www.city.kagoshima.lg.jp | Kagoshima South | 2 | 530 | 182850 | 60 |  |  |  |  | 1994
766 | JP | Kainan City (Hainan) | 642-0015 | 1387-1 Atsuso | Clean Center Hainan city | Wakayama Prefecture |  | Clean Center Hainan City | 2 | 150 | 49999.995 | [5 empty] | 1984
767 | JP | Kakamigahara City | 509-0101 | 2500-1 Sue | Cleaning Center North Kakamigahara | Gifu prefecture | http://www.city.kakamigahara.lg.jp/manabi/kita_seisosenta.html | Kakamigahara North | 3 | 192 | 64000 |  | 2.4 |  |  |  | 2003 | SNCR, Dry, FF
768 | JP | Kakegawa | 436-0011 | 2319 Tamari | Gallery environmental resources Kakegawa city | Shizuoka Prefecture | http://www.kankyoshigen-gallery.jp/ | Gallery Kakegawa City | 2 | 140 | 46666.662 | [5 empty] | 2005
769 | JP | Kakogawa | 675-1224 | 4-1 Heisocho Kamihara | New Clean center Kakogawa | Hyogo Prefecture |  | New Center Kakogawa | 3 | 432 | 143999.9856 | [5 empty] | 2003
770 | JP | Kakuda City | 981-1504 | Kitadaibo-90 Edano | Tsunoda Cleaning Center | Miyagi Prefecture | http://www.az9.or.jp/eisei/gomi-shisetsu.html | Tsunoda Cleaning Center | 2 | 120 | 39999.996 | [5 empty] | 1992 | [12 empty] | 0.074
771 | JP | Kamaishi City | 026-0412 | Dai 2 Chiwari-9-1 Kuribayashicho | Kamaishi City, DMS facility | Iwate Prefecture |  | Kamaishi City Facility | 2 | 109 | 36333.3297 | [5 empty] | 1979
772 | JP | Kamakura | 247-0052 | 4-1-1 Imaizumi | Clean Center Imaizumi Kamakura City | Kanagawa Prefecture |  | Clean Center Imaizumi | 1 | 75 | 24999.9975 | [5 empty] | 1973 | [12 empty] | 0.013
773 | JP | Kamakura | 248-0007 | 5-11-16 Omachi | Clean Center Nagoshi Kamakura City | Kanagawa Prefecture |  | Clean Center Nagoshi | 2 | 150 | 51750 |  | 18 |  |  |  | 1982 | [12 empty] | 0.01
774 | JP | Kameoka | 621-0101 | Sakurazuka-6-6 Higashibetsuincho | Clean Center Sakurazuka | Kyoto Prefecture |  | Kameoka Sakurazuka Cl C. | 3 | 180 | 59999.994 | [5 empty] | 1996
775 | JP | Kameyama City | 519-0166 | 442 Fukecho | Environmental Engineering Center Kameyama City | Mie Prefecture | http://www.kameyama-eco.jp/ | Kameyama Eco | 2 | 80 | 26666.664 | [5 empty] | 2000 | [12 empty] | 0.004
776 | JP | Kamifurano Town |  |  | Clean Center for Kamifurano | Hokkaido Prefecture | http://www.town.kamifurano.hokkaido.jp/index.php?id=911 | Kamifurano Plant | 2 | 45 | 14999.9985 | [5 empty] | 1999 |  | Overview dioxin emissions
777 | JP | Kamijima Town | 794-2513 | 88 Yugeotani | Clean Center Ueshima town | Ehime Prefecture, Ochi District, |  | Yugo Island Incinerator | 1 | 30 | 9999.999 | [5 empty] | 2008
778 | JP | Kamishihoro, Kato District | 080-1408 | 214 Kamishihoro Nishi 1 Sen | Incineration plant two towns north Tokachi | Hokkaido Prefecture |  | 2 Town north tokachi | 1 | 15 | 4999.9995 | [5 empty] | 1997
779 | JP | Kamogawa | 296-0101 | 2118 Kitakomachi | Center for Clean Environment Division Kamogawa City | Chiba Prefecture |  | Kamogawa Center | 2 | 69 | 22999.9977 | [5 empty] | 1986 | [12 empty] | 0.01
780 | JP | Kanazawa |  | Torikimachi, Ha284 | Seibu Clean Center Kanazawa | Ishikawa Prefecture |  | Western Center Kanazawa | 2 | 350 | 116666.655 | [5 empty] | 1980
781 | JP | Kanazawa |  | Naruwadai, 357 | Clean Center Eastern Kanazawa | Ishikawa Prefecture |  | Eastern Kanazawa | 2 | 250 | 86250 |  | 32 |  |  |  | 1991
782 | JP | Kani City | 509-0247 | 839 Shuga | Clean Park "Eco cycle Plaza" Yuri Sasa | Gifu Prefecture | http://www.kamoeisei.jp/ | Yuri Sasa | 3 | 240 | 79999.992 | [5 empty] | 1999
783 | JP | Kannami, Tagata District | 419-0101 | 1300-142 Kuwahara | Waste incineration plant Kannami town | Shizuoka Prefecture |  | Kannami Plant | 2 | 105 | 34999.9965 | [5 empty] | 1999 | [12 empty] | 0.04
784 | JP | Kanuma |  | Kamidonomachi | Center for Environmental clean Kanuma | Tochigi Prefecture |  | Kanuma clean Center | 2 | 180 | 59999.994 | [5 empty] | 1994
785 | JP | Kanzaki | 842-0202 | 3362-1 Sefurimachi Rokuro | Regional Clean Center Sefuri | Saga Prefecture |  | Regional Clean Center Sefuri | 2 | 74 | 24666.6642 | [5 empty] | 1996 | [12 empty] | 0.06
786 | JP | Karatsu | 847-1211 | 234-2 Kitahatakishiyama | Cleaning center Karatsu | Saga Prefecture |  | Clean Center Karatsu | 3 | 150 | 49999.995 | [5 empty] | 1997
787 | JP | Kariya-Chiryu | 448-0804 | Higashida-46 Hajodocho | Kariya-Chiryu Clean Center | Aichi Prefecture | http://www.city.kariya.lg.jp | Kariya Clean Center Chiryu | 3 | 291 | 96999.9903 |  | 25 |  |  |  | 2009
788 | JP | Kariya |  | Aizumacho, 2-26-2 | Cleaning center Kariya | Aichi Prefecture |  | Kariya Clean Center 2 | 1 | 7.8 | 2599.9997 | [5 empty] | 2004
789 | JP | Kasai City | 675-2343 | 520-4 Nakayamacho | Kasai Clean Center | Hyogo Prefecture | http://www.city.kasai.hyogo.jp/01kura/04koky/01koky15.htm | Kasai Clean Center | 2 | 93 | 30999.9969 |  | 12 |  |  |  | 1995
790 | JP | Kasama City | 309-1603 | 165-1 Fukuda | Eco-Frontier Kasama | Ibaraki Prefecture | http://www.city.kasama.lg.jp | Eco Frontier Kasama | 2 | 160 | 53333.328
791 | JP | Kasama City |  | 1-62 Nagatoronikoda Iriaichi | Mito Kasama Environmental Center | Ibaraki Prefecture | http://www.city.kasama.lg.jp | Mito Kasama Center | 2 | 160 | 53333.328 | [5 empty] | 1992
792 | JP | Kashiba-Oji | 639-0261 | 615 Ninji | Oji-Kashiba union environmental facilities | Nara Prefecture |  | Oji-Kashiba Center | 2 | 150 | 49999.995 | [5 empty] | 1982 | [12 empty] | 0.18
793 | JP | Kashihara city | 634-0826 | 1038-2 Kawanishicho | Kashihara Clean Center | Nara Prefecture | https://www.city.kashihara.nara.jp/ | Kashihara Clean Center | 3 | 255 | 84999.9915 | [5 empty] | 2003
794 | JP | Kashiwa | 277-0931 | 1582 Fujigaya | Clean Center egret | Chiba Prefecture | http://www.kashiwa-shiroi-kamagayakankyoeiseikumiai.or.jp/shirasagi/index.html | Clean Center Egret | 3 | 255 | 84999.9915 | [5 empty] | 1999
795 | JP | Kashiwa |  | Funatoyamagoya, 538 | Incineration plant in Kashiwa North | Chiba Prefecture |  | Kashiwa North Plant | 3 | 300 | 99999.99 | [5 empty] | 1991
796 | JP | Kashiwa | 277-0054 | 56-2 Minamimasuo | Nambu Clean Center South Kashiwa | Chiba Prefecture | http://www.city.kashiwa.lg.jp/ | Kashiwa Southern Plant | 2 | 250 | 83333.325 | [5 empty] | 2004
797 | JP | Kashiwara | 582-0027 | ６６６ Enmyocho | Clean Center Kashiwa Hato | Osaka Prefecture | http://www.kashihafuji.jp/ | Clean Center Kashiwa Hato | 3 | 450 | 149999.985 | [5 empty] | 1992
798 | JP | Kashiwazaki | 945-0011 | 4-13-13 Matsunami | Kashiwazaki City Clean Center | Niigata Prefecture |  | Kashiwazaki Clean Center | 2 | 160 | 53333.328 | [5 empty] | 1992
799 | JP | Kasuga |  |  | Kasuga Plant | Fukuoka Prefecture | http://www.hz-inova.com |  | 2 | 16 | 5333.3328 | [5 empty] | 1996
800 | JP | Kasugai |  | County Road No. 178 | First Plant Kasugai | Aichi Prefecture | http://www.city.kasugai.lg.jp/shisetsu/2615/kurinsenta3.html | First Plant Kasugai | 2 | 260 | 86666.658 | [5 empty] | 1991
801 | JP | Kasugai |  | County Road No. 178 | Second plant Clean Center Kasugai | Aichi Prefecture | http://www.city.kasugai.lg.jp/shisetsu/2615/kurinsenta3.html | Second Plant Kasugai | 2 | 280 | 93333.324 | [5 empty] | 2002
802 | JP | Kasukabe | 344-0014 | 3-6 Toyono | Environmental Sanitation Center Toyono | Saitama Prefecture | http://www.city.kasukabe.lg.jp/kankyoucenter/kurashi-k/gomi/shisetsu/ke-center.html | Toyono Center | 3 | 400 | 133333.32 | [5 empty] | 1994
803 | JP | Kasumidai |  |  | Kasumidai Plant | Kanagawa | http://www.hz-inova.com |  | 2 | 126 | 41999.9958 | [5 empty] | 1994
804 | JP | Kasumigaura | 315-0065 | 31-1 Kamisaya | Clean Environment Center, regional-area local union affairs Shinji | Ibaraki Prefecture |  | Shinji Center | 2 | 180 | 59999.994 | [5 empty] | 1995
805 | JP | Katagami City | 018-1401 | Ofusaki-1 Showaokubo | Katagami City clean center | Akita Prefecture |  | Katagami Clean Center | 2 | 60 | 19999.998 | [5 empty] | 2003 | [12 empty] | 0.01
806 | JP | Katori | 287-0023 | 665-2 Ichiyama | Ichiyama Clean Center | Chiba Prefecture |  | Ichiyama Clean Center | 3 | 135 | 44999.9955 | [5 empty] | 1996
807 | JP | Katori | 289-0407 | 113-1 Nira | Incineration plant cleaning union town Tonosho Katori | Chiba Prefecture |  | Clean Center Tonosho | 2 | 70 | 23333.331 | [5 empty] | 1990
808 | JP | Katsuragi | 639-2112 | 282 Fuedo | Shinjo Katsuragi City Clean Center | Nara Prefecture | http://www.city.katsuragi.nara.jp/index.cfm/17,2963,80,html | Shinjo Katsuragi Clean Center | 1 | 78 | 25999.9974 | [5 empty] | 1973
809 | JP | Katsuta |  |  | Katsuta Plant | Ibaraki | http://www.hz-inova.com |  | 2 | 100 | 33333.33 | [5 empty] | 1985
810 | JP | Katsuura | 299-5226 | 1936-18 Kushihama | Cleaning center Katsuura City | Chiba Prefecture |  | Cleaning Center Katsuura | 1 | 35 | 11666.6655 | [5 empty] | 1985
811 | JP | Kawachinagano-Tondabayashi | 584-0054 | Kannabi, 2345 | First Incineration Plant | Osaka Prefecture | http://www.minamikawachi-kankyo.or.jp/sisetsu/dai1_sisetsu.html | First Plant | 2 | 300 | 99999.99 | [5 empty] | 1985
812 | JP | Kawachinagano | 586-0085 | 1564-3 Hino | Second Incineration Plant | Osaka Prefecture | http://www.minamikawachi-kankyo.or.jp/ | Second Plant | 2 | 190 | 63333.327 | [5 empty] | 2000
813 | JP | Kawagoe | 350-0833 | Yoshinodai, 2-8-20 | Cleaning center East Kawagoe | Saitama Prefecture |  | East Kawagoe | 2 | 140 | 46666.662 | [5 empty] | 1986
814 | JP | Kawagoe |  | Kujirai, 782 | Recycling Center Kawagoe | Saitama Prefecture |  | Recycling Center Kawagoe | 2 | 265 | 88333.3245 | [5 empty] | 2010
815 | JP | Kawaguchi | 332-0001, | 4-21-33 Asahi | Asahi Environmental Center | Saitama Prefecture |  | Asahi Clean Center | 3 | 420 | 139999.986 | [5 empty] | 2002
816 | JP | Kawaguchi | 333-0803, | 290 Tobee Shinden | Totsuka Environmental Center | Saitama Prefecture |  | Totsuka Clean Center | 2 | 300 | 99999.99 | [5 empty] | 1994
817 | JP | Kawajima, Hiki District | 350-0146 | 370 Mageshi | Environmental Center Kawashima town | Saitama Prefecture |  | Environmetal Center Kawajima | 2 | 40 | 13333.332 | [5 empty] | 1979 | [12 empty] | 0.3
818 | JP | Kawanishi | 666-0103 | Koji-13 Kunisaki | Clean Center Kunisaki | Hyogo Prefecture | http://www.kunisakicc.jp/ | Clean Center Kunisaki | 2 | 235 | 78333.3255 | [5 empty] | 2009
819 | JP | Kawasaki |  | Kawasaki, 3419 | Kawasaki Tagawa town center cleaning | Fukuoka Prefecture |  | Kawasaki Tagawa Town | 2 | 195 | 64999.9935 | [5 empty] | 1987
820 | JP | Kawasaki-Asao | 215-0013 | 1285 Ozenji Asao-ku | Aso District Facility Ozenji | Kanagawa Prefecture | http://www.city.kawasaki.jp/ | Kawasaki Aso Ozenji | 3 | 450 | 149999.985 | [5 empty] | 1986
821 | JP | Kawasaki-Tachibana | 213-0014 | 1-20-1 Takatsu-ku | Tachibana processing center | Kanagawa Prefecture | http://www.city.kawasaki.jp/ | Kawasaki Tachibana | 3 | 600 | 207000 | 55 |  |  |  |  | 1974
822 | JP | Kawasaki-Tsutsumine | 210-0026 | 52 Tsutsumine, Kawasaki-ku | Tsutsumine Plant | Kanagawa Prefecture | http://www.city.kawasaki.jp | Kawasaki Tsutsumine | 2 | 600 | 207000 | 58 |  |  |  |  | 1979
823 | JP | Kawasaki-Kawasaki Ward | 210-0862 | 509-1 Cho Ukishimacho | Floating Island Treatment Center | Kanagawa Prefecture | http://www.city.kawasaki.jp | Kawasaki Island | 3 | 900 | 299999.97 | [5 empty] | 1995
824 | JP | Kazo City | 347-0043 | 1790 Mouchi | Waste incineration facility Kazo | Saitama Prefecture | http://www.city.kazo.lg.jp/ | Waste Incineration Kazo | 2 | 216 | 71999.9928 | [5 empty] | 1998 | [12 empty] | 0.011
825 | JP | Kazo City | 349-1147 | Kitaokuwa 1870 | Center for Clean Otone | Saitama Prefecture | http://www.city.kazo.lg.jp/ | Clean Center Otone | 2 | 40 | 13333.332 | [5 empty] | 1990 | [12 empty] | 0.06
826 | JP | Kazuno City | 018-5334 | Towadakemanai, Kakurazaki 26 | Recycling Center | Akita Prefecture |  | Odate Kakurazaki | 2 | 90 | 29999.997 | [5 empty] | 2005
827 | JP | Kesennuma City |  | 93-1 Kujo | Clean Center Hill | Miyagi Prefecture |  | Clean Center Hill Kesennuma | 2 | 162 | 53999.9946 | [5 empty] | 1995
828 | JP | Kikuchi District |  | Ozu-machi, Furujo, 1046 | Eastern Municipal incineration plant environmental conservation union Kikuchi | Kumamoto Prefecture | http://www.kikunanseisou.or.jp/sisetu-toubu.html | Kikuchi Center | 2 | 135 | 44999.9955 | [5 empty] | 1994
829 | JP | Kinokawa City | 649-6621 | Natenishino 108 | Naka City center amenities Kinokawa | Wakayama Prefecture | http://www.city.kinokawa.lg.jp/ | Kinokawa Naka | 2 | 60 | 19999.998 | [5 empty] | 1995
830 | JP | Kirishima | 899-4462 | 2256-1 Kokubushikine | Cleaning center Shikine Kirishima | Kagoshima Prefecture |  | Kirishima Center | 2 | 162 | 53999.9946 | [5 empty] | 2003
831 | JP | Kiryu | 376-0122 | 461 Niisatochono | Cleaning center Kiryu City | Gunma Prefecture |  | Kiryu Cleaning Center | 3 | 450 | 149999.985 | [5 empty] | 1996
832 | JP | Kisarazu |  |  | Kazusa Clean System Co., Ltd., DMS | Chiba Prefecture | http://rlodms.com/v1_1_6/#a01-list-index-page |  | 4 | 450 | 149999.985 | [5 empty] | 2006
833 | JP | Kishiwada | 596-0016 | 1-2 Kishinouracho | KISHIWADA KAIZUKA CLEAN CENTER | Osaka Prefecture | http://www.kishikai-cleancenter.or.jp/ | Kishiwada Clean Center | 3 | 531 | 176999.9823 |  | 12 |  |  |  | 2006
834 | JP | Kitaakita, | 018-3333 | Onomiyaushiro-150 Bozawa | Recycling Center Clean Kitaakita | Akita Prefecture | http://www.city.kitaakita.akita.jp/ | Recycling Center Kitaakita | 2 | 60 | 19999.998 | [5 empty] | 1990
835 | JP | Kitahiroshima | 731-1513 | 1080-18 Kawai | Regional center clean Geihoku | Hiroshima Prefecture |  | Geihoku Center | 2 | 44 | 14666.6652 | [5 empty] | 1995
836 | JP | Kitaibaraki City | 319-1723 | 2047 Sekimotocho Sekimotonaka | Cleaning center Kitaibaraki | Ibaraki Prefecture | http://www.city-kitaibaraki.jp/ | Kitaibaraki Cleaning Center | 2 | 180 | 59999.994 | [5 empty] | 1979
837 | JP | Kitakami City | 024-0057 | 2 Chiwari-212 Kamioniyanagi | Kitakami City Hall office cleaning | Iwate Prefecture |  | Kitakami clean Center | 2 | 105 | 34999.9965 | [5 empty] | 1987 | [12 empty] | 0.35
838 | JP | Kitakata | 969-4101 | Ninosakayamaotsu-2619-1 Yamatomachi Kofunaji | Yamato Plant Environmental Center | Fukushima Prefecture | http://www.kouiki.kitakata.fukushima.jp/ | Yamato Plant | 2 | 90 | 29999.997 | [5 empty] | 1991
839 | JP | Kitakyushu - Kokurakita | 803-0801 | 96-2 Nishiminatomachi | Akira plant Environment Center | Fukuoka Prefecture |  | Akira Plant | 3 | 600 | 199999.98 | [5 empty] | 1991
840 | JP | Kitakyushu - Yahatanishi | 807-0813 | 2-1 Yubarumachi | Kogasaki Environmental Center | Fukuoka Prefecture |  | Kogasaki Clean Center | 3 | 810 | 269999.973 | 72 |  |  |  |  | 1998
841 | JP | Kitakyushu |  |  | Kita-kyushu Eco Energy Co., Ltd., DMS Fac. | Fukuoka Prefecture | http://rlodms.com/v1_1_6/#a01-list-index-page |  | 2 | 320 | 106666.656 | [5 empty] | 2005
842 | JP | Kitami | 090-0005 | 298-12 Yamato | Kitami waste disposal site | Hokkaido Prefecture | http://www.city.kitami.lg.jp | Kitami Waste Disposal | 3 | 166 | 55333.3278 | [5 empty] | 2001
843 | JP | Kitakyushu City - Moji | 800-0115 | Shinmoji, 3-79 | Shin-Moji DMS Plant | Fukuoka Prefecture |  | Shin-Moji Plant | 3 | 720 | 239999.976 | [5 empty] | 2007
844 | JP | Kiyosato, Shari District | 099-4126 | 4 Ikushinakita | Shari cleaning center | Hokkaido Prefecture |  | Shari Clean Center | 1 | 30 | 9999.999 | [5 empty] | 1983
845 | JP | Kobe-Nishi | 651-2106 | Ikawadanicho Ibuki, 74 | Clean Center West | Hyogo Prefecture | http://www.city.kobe.lg.jp/ | Kobe Nishi Clean C W | 3 | 600 | 207000 |  | 24 |  |  |  | 1994
846 | JP | Kobe-Higashinada | 658-0024 | Uozakihamamachi 1-7 | East Clean Center | Hyogo Prefecture | http://www.city.kobe.lg.jp/ | Kobe Higashinada East Center | 3 | 900 | 299999.97 | 73 |  |  |  |  | 2000
847 | JP | Kobe-Suma | 654-0154 | 3-1-1 Nakaochiai | Ochiai Clean Center | Hyogo Prefecture | http://www.city.kobe.lg.jp/ | Kobe Ochiai Clean Center | 3 | 600 | 199999.98 | [5 empty] | NO INFO
848 | JP | Kobe-Nagata | 653-0033 | Karumojima-cho 312-19, Nagatu-ku | Karumojima Clean Center | Hyogo Prefecture | http://www.city.kobe.lg.jp/ | Karumojima Clean Center | 3 | 600 | 199999.98 | 54 |  |  |  |  | 1990
849 | JP | Kobe-Chuo | 650-0046 | Minatojima Nakamachi 8-3 | Clean Center Harbour Island | Hyogo Prefecture | http://www.city.kobe.lg.jp/ | Clean Center Harbor Island | 3 | 450 | 149999.985 | [5 empty] | 1984
850 | JP | Kochi | 781-0270 | ６４５９Nagahama | Incineration plant in Kochi | Kochi Prefecture |  | Kochi Incinerator | 3 | 600 | 207000 | 78 |  |  |  |  | 2002
851 | JP | Kodaira City | 187-0033 | 2-1 Nakajimacho | Kodaira-Murayama-Yamato Incineration Facility | Greater Tokyo Aria | http://www.kmy-eiseikumiai.jp/ | Kodaira-Murayama Plant | 3 | 360 | 119999.988 | [5 empty] | 1986 |  | annual report
852 | JP | Kofu City |  | Kamicho | Environment Centre Kofu | Yamanashi Prefecture | http://www.city.kofu.yamanashi.jp/shori/kurashi/gomi/shisetsu/shokyaku.html | Kofu Center | 3 | 360 | 119999.988 | [5 empty] | 1995
853 | JP | Koga City | 811-3121 | 1970-1 Mushirouchi | Koga union field environment | Fukuoka Prefecture |  | Koga City Center | 2 | 260 | 86666.658 | [5 empty] | 2003
854 | JP | Koga City | 306-0046 | ７６８−１Makinoji | Makinoji Clean Center | Ibaraki Prefecture | http://www.city.ibaraki-koga.lg.jp | Makinoji Clean Center | 2 | 135 | 44999.9955 | [5 empty] | 1994
855 | JP | Koka, Minakuchi |  | Minakuchi, 6677 | Waste treatment facility Koka | Shiga Prefecture |  | Koka Center | 3 | 150 | 49999.995 | [5 empty] | 1995
856 | JP | Kokubunji City | 185-0013 | 4-9-8 Nishikoigakubo | Kokubunji Municipal Clean Center | Tokyo Prefecture |  | Kokubunji Clean Center | 2 | 140 | 46666.662 | [5 empty] | 1985
857 | JP | Komaki City |  |  | Komaki Health Union, DMS facility | Aichi Prefecture | http://rlodms.com/v1_1_6/#a01-list-index-page |  | 2 | 197 | 65666.6601 |  | 4 |  |  |  | under construction
858 | JP | Komaki-Iwakura | 485-0806 | 2881-9 Noguchi | Komaki Iwakura Center | Aichi Prefecture |  | Komaki Iwakura | 2 | 300 | 103500 | [5 empty] | 1984
859 | JP | Komatsu | 923-0156 | Ono-cho 1 Shinzaburo valley | Komatsu Environmental Beautification Center | Ishikawa Prefecture | http://www.city.komatsu.lg.jp/ | Komatsu Center | 3 | 150 | 49999.995 | [5 empty] | 1983
860 | JP | Koriyama | 963-0212 | Nishigobosawa-59 Osemachi Kouzu | Kawachi Clean Center | Fukushima Prefecture |  | Kawachi Center | 2 | 300 | 99999.99 | [5 empty] | 1984
861 | JP | Koriyama | 963-8061 | Kitabatake-1-2 Fukuyamamachi Fukuhara | Fukuyama Clean Center | Fukushima Prefecture |  | Fukuyama Center | 2 | 300 | 99999.99 | [5 empty] | 1996
862 | JP | Kosai | 431-0441 | 3294-47 Kibi | Environmental Center Kosai | Shizuoka Prefecture | http://www.city.kosai.shizuoka.jp/ | Kosai Center | 2 | 120 | 39999.996 | [5 empty] | 1998 | [12 empty] | 0.006
863 | JP | Kosai |  | Araicho Uchiyama, 931 | Waste incineration plant Kosai new house | Shizuoka Prefecture |  | Kosai new house | 2 | 25 | 8333.3325 | [5 empty] | 1992
864 | JP | Koshigaya | 343-0011 | 3-2-1 Mashibayashi | Higashi Saitama union Resources and Environment | Saitama Prefecture | http://www.reuse.or.jp/ | Koshigaya | 4 | 800 | 266666.64 | [5 empty] | 1995
865 | JP | Kotohira, Nakatado District | 766-0003 | 1050 Gojo | Clean Center Zen terms | Kagawa Prefecture |  | Clean Center Zen | 2 | 60 | 19999.998 | [5 empty] | 1997
866 | JP | Kōzushima Village |  |  | Kōzushima Municipal Sanitation Center | Tokyo Prefecture | http://vill.kouzushima.tokyo.jp/ | NO INFO | 1 | 13 | 4333.3329
867 | JP | Kudamatsu | 744-0061 | 340 Kouchi | Sanitation district Shunan | Yamaguchi Prefecture |  | Shunan Center | 3 | 330 | 109999.989 | [5 empty] | 1995
868 | JP | Kuji Town | 028-0001 | Osaki Dai 3 chiwari 95 | Kuji district waste incineration plant | Iwate Prefecture |  | Kuji District Incineration plant | 2 | 120 | 39999.996 | [5 empty] | 1986
869 | JP | Kuki, Miyashiro, Minamisaitama District | 345-0836 | 1276-1 Wado | Cleaning center Kuki Miyashiro | Saitama Prefecture | http://www.crt-kuki.miyashiro.saitama.jp/ | Kuki Miyashiro | 2 | 150 | 49999.995 |  | 6 |  |  |  | 1980
870 | JP | Kuki, Happou | 340-0201 | 2525 Happou | Happo cleaning center | Saitama Prefecture |  | Kuki Happou | 2 | 105 | 34999.9965 | [5 empty] | 1988
871 | JP | Kuki | 346-0103 | 2770-1 Shobuchodai | Cleaning center Iris | Saitama Prefecture |  | Cleaning Center Iris | 2 | 30 | 9999.999 | [5 empty] | 1989 | [12 empty] | 0.08
872 | JP | Kumagaya City | 360-0857 | 583-1 Nishibeppu | Kumagai Health Center I, II | Saitama Prefecture, | http://www.osato-k.jp/ | Kumagai Health Center I, II | 4 | 320 | 106666.656 | [5 empty] | 1989
873 | JP | Kumagaya City, Fukaya | 366-0816 | 750 Kashiai | Kumakaya Fukaya | Saitama Prefecture, | http://www.osato-k.jp/ | Kumagaya Fukaya | 2 | 120 | 39999.996 | [5 empty] | 1992
874 | JP | Kumagaya City | 360-0107 | 9 Sendai | Cleaning center Gangnam area | Saitama Prefecture, | http://www.osato-k.jp/ | Kumagaya Gangnam | 2 | 100 | 33333.33 | [5 empty] | 1979
875 | JP | Kumamoto, Nishi ward | 860-0065 | Jozan'yakushi 12-1 | Kumamoto West Plant | Kumamoto Prefecture | http://www.city.kumamoto.kumamoto.jp/content/web/asp/kiji_detail.asp?LS=140&ID=4019 | Kumamoto West | 2 | 450 | 149999.985 | [5 empty] | 1988
876 | JP | Kumamoto, Higashi ward | 861-8031 | Toshima 2570 | Kumamoto East Plant | Kumamoto Prefecture | http://www.city.kumamoto.kumamoto.jp/content/web/asp/kiji_detail.asp?LS=140&ID=4011 | Kumamoto East | 2 | 600 | 199999.98 | [5 empty] | 1993
877 | JP | Kumatori | 590-0441 | 2983-1 Kubo | Environmental Center Kumatori | Osaka Prefecture |  | Kumatori Center | 2 | 123 | 40999.9959 | [5 empty] | 1992
878 | JP | Kunigami, Kunigami District | 905-1411 | 479-1 Hentona | Environmental center Kunigami | Okinawa Prefecture |  | Kunigami Center | 2 | 15 | 4999.9995 | [5 empty] | 1983
879 | JP | Kurashiki City | 710-0824 | 424 Bakurocho | Waste treatment plant Hakuraku | Okayama Prefecture |  | Kurashiki Center Hakuraku | 2 | 300 | 100000 | [5 empty] | 1994
880 | JP | Kurashiki City | 713-8114 | 888-1 Tamashima Michigoe | Incineration plant cleaning facility western union Kurashiki | Okayama Prefecture |  | Kurashiki Western Plant | 2 | 180 | 59999.994 | [5 empty] | 1998
881 | JP | Kurashiki City | 710-1301 | 481 Mabicho Yata | Soja union regional environmental facilities, Clean Center Kibiji | Okayama Prefecture |  | Kurashiki Center Kibiji Soja | 2 | 180 | 59999.994 | [5 empty] | 1997
882 | JP | Kurayoshi | 682-0801 | 1637-9 Iwaki | Waste treatment facility Central Tottori Furusato | Tottori Prefecture | http://www.chubu-furusato-tottori.jp/ | Tottori Furusato | 2 | 200 | 66666.66 | [5 empty] | 1996
883 | JP | Kure City, Kurahashi Island | 737-1217 | 1-5-25 Ondocho Tonoko | Supplementary Environmental Beautification Center Sun | Hiroshima Prefecture |  | Kure Center Sun | 2 | 31 | 10333.3323 | [5 empty] | 1995 | [12 empty] | 1.5
884 | JP | Kure City, Shinhiro |  | 3-9-2 Hirotagaya | Me Clean Center | Hiroshima Prefecture |  | Me Clean Center | 3 | 381 | 126999.9873 | [5 empty] | 2002
885 | JP | Kurihara City | 987-2309 | Nakayama-1-61 Ichihasamayanaginome | Kurihara City Clean Center | Miyagi Prefecture |  | Kurihara Clean Center | 2 | 120 | 39999.996 | [5 empty] | 1989
886 | JP | Kuroishi City | 036-0534 | Minaminoda 62-1 | Environmental Management Center Kuroishi district | Aomori Prefecture |  | Kuroishi Center | 2 | 120 | 39999.996 | [5 empty] | 2000
887 | JP | Kurume City | 830-0052 | 2199-35 Kamitsumachi | Upper Tsu Clean Center | Fukuoka Prefecture | http://www.city.kurume.fukuoka.jp | Kurume City Upper Tsu | 3 | 300 | 99999.99 | [5 empty] | 1993
888 | JP | Kusatsu City | 525-0043 | 1200 Banbacho | Clean Center Kusatsu City | Shiga Prefecture | http://www.city.kusatsu.shiga.jp/ | Kusatsu Clean Center | 3 | 225 | 74999.9925 | [5 empty] | 1995
889 | JP | Kushiro | 085-0807 | 30-1 Takayama | Incineration plant broad coalition Kushiro | Hokkaido Prefecture | http://kushiro-kouikirengo.jp/ | Kushiro Plant | 2 | 240 | 79999.992 | [5 empty] | 2006
890 | JP | Kutchan, Abuta District | 044-0083 | 279 Asahi | Cleaning center Kutchan | Hokkaido Prefecture | http://www.town.kutchan.hokkaido.jp | Clean Center Kutchan | 2 | 65 | 21666.6645 | [5 empty] | 1987
891 | JP | Kyotanabe | 610-0331 | 58 Tanabebokedani | Environmental Sanitation Center Kan'nabi Kyotanabe | Kyoto Prefecture |  | Kan'nabi Kyotanabe | 2 | 80 | 26666.664 | [5 empty] | 1986 | [12 empty] | 0.1
892 | JP | Kyotango | 627-0003, | 908 Mineyamacho Naiki | Clean Center Mineyama Kyotango | Kyoto Prefecture |  | Clean C. Mineyama Kyotango | 4 | 100 | 33333.33 | [5 empty] | 2002 | [12 empty] | 0.01
893 | JP | Kyoto-Fushimi | 612-8253 | Yokooji Hattanda 29 | South Clean Center in Kyoto Plant 1 | Kyoto Prefecture | http://www.city.kyoto.lg.jp/kankyo/soshiki/5-4-2-0-0_5.html | Kyoto South Centre | 2 | 600 | 199999.98 |  | 8.8 |  |  |  | 1986 | SD, FF, Wet, SCR
894 | JP | Kyoto-Fushimi | 601-1436 | Ishidanishinotsubo 2-18 | Eastern Clean Center in Kyoto | Kyoto Prefecture | http://www.city.kyoto.lg.jp | Kyoto East Centre | 2 | 400 | 133333.32 |  | 8 |  |  |  | 1980 | FF, SCR
895 | JP | Kyoto-Sakyo | 601-1123 | 1339 Shizuichiichiharacho | Tokuhobu Clean Center, Kyoto Northeastern Centre | Kyoto Prefecture | http://www.city.kyoto.lg.jp | Kyoto Northeastern Centre | 2 | 700 | 233333.31 |  | 15 |  |  |  | 2001 | SD, FF, Wet, SCR
896 | JP | Kyoto-Ukyo | 616-8261 | 27 Umegahata Takahanacho | Northern Clean Center in Kyoto | Kyoto Prefecture | http://www.city.kyoto.lg.jp | Kyoto North Centre | 2 | 400 | 133333.32 |  | 8.5 |  |  |  | 2007 | SD, FF, Wet, SCR
897 | JP | Kyoto-Yamashina | 607-8461 | 19-3 Kamikazanasahiyamacho | Kyoto Yamashina | Kyoto Prefecture |  | Kyoto Yamashina | 2 | 25 | 8333.3325 | [5 empty] | 2010
898 | JP | Kyowa, Iwanai District | 045-0032, | 745 Oikomi | Union garbage treatment plant and municipal public health Iwanai | Hokkaido Prefecture |  | Iwanai Plant | 1 | 50 | 16666.665 | [5 empty] | 1978
899 | JP | Machida City | 194-0202 | 3160 Shimooyamadamachi | Machida Recycling Cultural Center | Tokyo Prefecture |  | Machida Center | 4 | 475 | 158333.3175 | [5 empty] | 1994
900 | JP | Maebashi | 371-0004 | 265 Kameizumimachi | Incineration plant Kameizumi | Gunma Prefecture | http://www.city.maebashi.gunma.jp/ | Kameizumi | 1 | 25 | 8333.3325 | [5 empty] | 2001
901 | JP | Maebashi | 371-0804 | Rokkumachi, 1536 | Rock incineration plant in Maebashi | Gunma Prefecture |  | Maebashi Rock Plant | 3 | 395 | 131666.6535 | [5 empty] | 1991
902 | JP | Maebashi | 371-0231 | 610 Horikoshimachi | Clean Center Ogo | Gunma Prefecture |  | Ogo Plant | 2 | 108 | 35999.9964 | [5 empty] | 1990
903 | JP | Maizuru |  | Mori, 1515 | Cleaning Maizuru I, II | Kyoto Prefecture, | http://www.city.maizuru.kyoto.jp/modules/shiminp/index.php?content_id=229 | Cleaning Maizuru I, II | 2 | 110 | 36666.663 | [5 empty] | 1993
904 | JP | Makinohara | 421-0535 | 1212 Kasana | Center for Environmental Protection | Shizuoka Prefecture | http://www.kankyo-hozen-center.jp/ | Makino Center | 2 | 141 | 46999.9953 | [5 empty] | 1992 | [12 empty] | 0.22
905 | JP | Makinohara | 421-0421 | 6664-3 Hosoe | Extensive facility cleaning center union Makinohara Yoshida | Shizuoka Prefecture | http://www.town.yoshida.shizuoka.jp/ | Yoshida Cleaning Center | 2 | 101 | 33666.6633 | [5 empty] | 1999 | [12 empty] | 0.00098
906 | JP | Makurazaki | 898-0049 | 885 Hinokamimisakicho | Cleaning Center in the South | Kagoshima Prefecture |  | Cleaning Center South | 2 | 112.5 | 37499.9963 | [5 empty] | 1997
907 | JP | Maniwa | 719-3211 | 290 Kashinishi | Clean Center Maniwa Maniwa City | Okayama Prefecture |  | Maniwa Clean Center | 2 | 30 | 9999.999 | [5 empty] | 1999 | [12 empty] | 0.006
908 | JP | Marugame |  | Dokichokita | Marugame Incineration Plant | Kagawa Prefecture | http://www.city.marugame.kagawa.jp/ | Marugame Kagawa | 2 | 260 | 86666.658 | [5 empty] | 1997
909 | JP | Mashiko, Haga District | 321-4106 | 3974 Nanai | Waste treatment plant unions, Haga-gun | Tochigi Prefecture |  | Waste treatment Haga-gun | 2 | 50 | 16666.665 | [5 empty] | 1995
910 | JP | Matsudo City | 270-2201 | 37 Takayanagi Shinden | Matsudo City Clean Center and Swimming Pool | Chiba prefecture |  | Matsudo Clean Center | 2 | 200 | 66666.66 | [5 empty] | 1980
911 | JP | Matsudo City | 270-2232 | 1349-2 Wanagaya | Matsudo City Clean Center Wanagaya | Chiba prefecture | http://www.city.matsudo.chiba.jp/index/organization/wanagaya-cc.html | Wanagaya Center | 3 | 300 | 99999.99 | [5 empty] | 1995
912 | JP | Matsue City |  | Kashimacho Kamikobu | Eco-Clean Matsue | Shimane Prefecture |  | Eco clean Matsue | 2 | 200 | 66666.66 | [5 empty] | 1984
913 | JP | Matsue City |  |  | Matsue City, DMS facility | Shimane Prefecture | http://rlodms.com/v1_1_6/#a01-list-index-page |  | 3 | 255 | 84999.9915 | [5 empty] | 2011
914 | JP | Matsumoto | 390-0851 | 7576-1 Shimauchi | Clean Center Matsumoto | Nagano Prefecture |  | Clean Center Matsumoto | 3 | 450 | 149999.985 | [5 empty] | 1998
915 | JP | Matsusaka City | 515-1104 | Katsurasecho, 744-1 | Matsusaka clean center | Mie Prefecture |  | Matsusaka clean center | 2 | 200 | 66666.66 | [5 empty] | 1984
916 | JP | Matsuyama City |  |  | Matsusaka clean center New | Ehime Prefecture | http://www.hz-inova.com |  | 3 | 420 | 139999.986 | [5 empty] | under construction
917 | JP | Matsuyama City | 791-8057 | 3-525-6 Okaga | West Clean Center, Matsuyama | Ehime Prefecture |  | Matsuyama West | 2 | 300 | 99999.99 | [5 empty] | 1982
918 | JP | Matsuyama City |  | 1000-1 Ichitsubo Nishimachi | South Clean Center, Matsuyama | Ehime Prefecture |  | Matsuyama South | 3 | 300 | 99999.99 | [5 empty] | 1994
919 | JP | Mibu Town, Shimotsuga District | 321-0234 | 1350-3 Hanyuda | Cleaning center Mibu town | Tochigi Prefecture | http://www.town.mibu.tochigi.jp/map/sh12.html | Clean Center Mibu town | 2 | 70 | 23333.331 | [5 empty] | 1993
920 | JP | Mifune | 861-3206 | 1408 Hetami | Mifune incineration plant | Kumamoto Prefecture | http://www5.ocn.ne.jp/~clean/ | Mifune Plant | 2 | 24 | 7999.9992 | [5 empty] | 1990
921 | JP | Mihara City | 723-0061 | 227 Yasakacho | Incineration plant Mihara | Hiroshima Prefecture |  | Incineration Plant Mihara | 2 | 120 | 39999.996 | [5 empty] | 1999
922 | JP | Miki City | 673-0402 | 1199 Kasa | Miki City Hall cleaning center | Hyogo Prefecture |  | Miki City Clean Center | 3 | 117 | 38999.9961 | [5 empty] | 1998
923 | JP | Mikurajima Village |  |  | Mikurajima Municipal Refuse Incineration Plant | Tokyo Prefecture | http://www.mikurasima.jp/ | NO INFO | 1 | 2 | 666.6666
924 | JP | Minamiashigara | 250-0131 | 48-1 Uchiyama | Incineration plant Minamiashigara City | Kanagawa prefecture | http://www.city.minamiashigara.kanagawa.jp/index.jsp | Minamiashigara Clean Center | 2 | 120 | 39999.996 | [5 empty] | 1983
925 | JP | Minamiawaji, Sumoto, | 656-0122 | 1174 Hirotahirota | Clean Center Sumoto | Hyogo Prefecture, Awaji Island |  | Clean Center Sumoto | 2 | 98 | 32666.6634 | [5 empty] | 1995
926 | JP | Minamiboso | 299-2215 | 260 Kegiya | Clean Center Otani | Chiba Prefecture |  | Clean Center Otani | 2 | 80 | 26666.664 | [5 empty] | 1983
927 | JP | Minamichita, Chita District | 470-3321 | Kashinoki-77-1 Utsumi | Chita Clean Center Southern town hall Minamichita | Aichi Prefecture |  | Chita clean south Minamichita | 2 | 113 | 37666.6629 | [5 empty] | 1998
928 | JP | Minamisoma City |  | Haramachiku Kamikitatakahira, Higashitakamatsu 37-1 | Center for Clean Haramachi Minamisoma | Fukushima Prefecture |  | Clean Center Minamisoma | 2 | 105 | 34999.9965 | [5 empty] | 1988
929 | JP | Minoo City |  | Aomatani, 2898-1 | Environmental Clean Center Minoo | Osaka prefecture | http://www.city.minoh.lg.jp/shisetsu/sisetu/kankyouclean.html | Clean Center Minoo | 2 | 270 | 89999.991 | [5 empty] | 1992
930 | JP | Misaki Town, Sennan District | 599-0311 | 1004 Tanagawatanigawa | Human waste disposal center Misaki town | Osaka prefecture |  | Misaki Clean Center | 1 | 50 | 16666.665 | [5 empty] | 1986 | [12 empty] | 0.054
931 | JP | Misawa City |  | Tozaki | Cleaning center Misawa | Aomori Prefecture |  | Misawa Clean Center | 2 | 127.5 | 42499.9958 | [5 empty] | 1992
932 | JP | Mishima, | 411-0000 | 4703-94 Gamonodo | Mishima City Hall cleaning center | Shizuoka Prefecture | http://www.city.mishima.shizuoka.jp/ipn000314.html | Mishima City Center | 2 | 180 | 59999.994 | [5 empty] | 1989
933 | JP | Mitaka City |  | 1-6 Shinkawa | Mitaka Municipal Environmental Center | Tokyo Prefecture |  | Mitaka Center | 3 | 195 | 64999.9935 | [5 empty] | 1985
934 | JP | Mitane, Yamamoto District | 018-2401 | Kamikasaoka-70-21 Ukawa | Incineration plant in southern union Yamamoto Noshiro | Akita Prefecture |  | Yamamoto Center south | 2 | 144 | 47999.9952 | [5 empty] | 1995
935 | JP | Mito City |  | 820-1 Kobukicho | Mito Obuki Plant | Ibaraki Prefecture |  | Mito Obuki Plant | 3 | 390 | 129999.987 | [5 empty] | 1984
936 | JP | Mitoyo | 768-0103 | 1353-10 Yamamotocho Saitanishi | Mitoyo Plant | Kagawa Prefecture | http://www.sankankouiki.jp/ | Mitoyo Plant | 2 | 130 | 43333.329 | [5 empty] | 1986
937 | JP | Miyake Village, Miyake Island | 100-1103 | 103 valley village months Miyake | Miyake Municipal Clean Center | Tokyo Prefecture |  | NO INFO | 1 | 7 | 2333.3331
938 | JP | Miyako City |  | Dai 2 Chiwari-110 Koyamada | Miyako cleaning center | Iwate Prefecture | http://www.miyako-kouiki.jp/f4.html | Miyako Clean Center | 2 | 186 | 61999.9938 | [5 empty] | 1994 | [12 empty] | 1.5
939 | JP | Miyakonojo City | 885-0013 | 224 Korimotocho | Incineration plant Miyakonojo City | Miyazaki Prefecture |  | Incineration plant Miyakonojo | 2 | 200 | 66666.66 | [5 empty] | 1982
940 | JP | Miyazaki |  |  |  | Miyazaki Prefecture |  |  | 3 | 579 | 199755 | 72 |  |  |  |  | 2005
941 | JP | Miyazaki-Nambu |  |  | Miyazaki Nambu | Miyazaki Prefecture |  |  | 2 | 300 | 99999.99 | [5 empty] | 1982
942 | JP | Miyazu | 626-0061 | 597 Miyazu | Incineration plant Miyazu City | Kyoto Prefecture | http://www.city.miyazu.kyoto.jp/~kankyou/kankyou/m/sisetu/index.htm | Incineration Plant Miyazu | 2 | 75 | 24999.9975 | [5 empty] | 1992 | [12 empty] | 0.02
943 | JP | Moka | 321-4512 | 365-2 Abeoka | Moka cleaning center | Tochigi Prefecture | http://www.city.moka.tochigi.jp/ | Moka Cleaning Center | 2 | 100 | 33333.33 | [5 empty] | 1989
944 | JP | Moriguchi | 570-0042 | 4-9-12 Terakata Nishikidori | Clean Center Moriguchi Furnace 4 | Osaka Prefecture | http://www.city.moriguchi.osaka.jp/contents/clean-center/top.htm | Moriguchi no 4 | 1 | 142 | 47333.3286 | [5 empty] | 1988
945 | JP | Morioka |  | Kotorizawa Ueda | Clean Center in Morioka | Iwate Prefecture |  | Morioka Clean Center | 3 | 405 | 134999.9865 | [5 empty] | 1998
946 | JP | Moriya City | 302-0117 | 5020 Nogisaki | Waste incineration facility Jyouso Environment Center | Ibaraki Prefecture | http://www.jyouso-koiki.or.jp/ | JYouso Environment Center | 3 | 351 | 116999.9883 | [5 empty] | 1989
947 | JP | Motobu Town | 905-0209 | Kitasato 202 | Cleaning facility Nakijin village | Okinawa Prefecture, Kunigami District |  | Okinawa Motobu | 2 | 120 | 39999.996 | [5 empty] | 1998
948 | JP | Motomiya | 969-1111 | Sakuta-113 Motomiya | Clean Center Motomiya regional local government union Adachi | Fukushima Prefecture | http://www.union.adachi.lg.jp/environment/clean_center.htm | Clean Center Motomiya | 2 | 80 | 26666.664 | [5 empty] | 2002
949 | JP | Motoyama town | 781-3608 | 1961 Nagaoka-gun,Kinozu | Cleaning Center North | Kochi Prefecture, |  | Motoyama Center | 1 | 48 | 15999.9984 | [5 empty] | 1996
950 | JP | Munakata City | 811-3401 | Ikeura 600 | Genkai Environmental Union, Munakata DMS Plant | Fukuoka Prefecture |  | Munakata Clean Center | 2 | 160 | 53333.328 | [5 empty] | 2003
951 | JP | Muronan |  | Ishikawacho, 22-2 | Regional waste treatment facility west region Iburi | Hokkaido |  | West Iburi Center | 2 | 210 | 69999.993 | [5 empty] | 2003
952 | JP | Musashino City | 180-0012 | 3-1-5 Midorichō | Musashino Clean Center | Tokyo Prefecture | http://www.city.musashino.lg.jp/ | Musashino Clean Center | 3 | 195 | 64999.9935 | [5 empty] | 1984
953 | JP | Mutsu | 035-0011 | Imaizumi-68 Okunai | Mutsu Thermoselect plant (Green Axe) | Aomori prefecture | http://www.thermoselect.com | Mutsu Plant | 2 | 140 | 46666.662 |  | 2.4 |  |  |  | 2003
954 | JP | Myoko | 944-0013 | 931-1 Takayanagi | Clean Center Arai | Niigata Prefecture |  | Clean Center Arai | 2 | 70 | 23333.331 | [5 empty] | 1998
955 | JP | Nagahama, | 526-0021 | 200 Yawatanakayamacho | Center Crystal Plaza, Hubei regional administrative affairs | Shiga Prefecture | http://www.kohoku-kouiki.jp/ | Crystal Plaza | 2 | 168 | 55999.9944 | [5 empty] | 1998
956 | JP | Nagaizumi town, Sunto District | 411-0931 | 143-11 Higashino | Nagaizumi town refuse incineration | Shizuoka Prefecture | http://japan.nagaizumi.org/ | Nagaizumi Incineration Plant | 2 | 150 | 49999.995 | [5 empty] | 2000
957 | JP | Nagano | 381-0026 | 2-42-1 Matsuoka | Cleaning center of Nagano City | Nagano Prefecture | http://www.city.nagano.nagano.jp/ | Nagano City Clean Center | 3 | 450 | 149999.985 | [5 empty] | 1982
958 | JP | Nagaoka | 940-2316 | Torigoe, 2818 | Torigoe Clean Center | Niigata Prefecture |  | Torigoe Clean Center | 2 | 170 | 56666.661 | [5 empty] | 1986 | [12 empty] | 0.23
959 | JP | Nagaoka | 940-0015 | 3-6-1 Kotobuki | Kotobuki Clean Center | Niigata Prefecture |  | Kotobuki Clean Center | 2 | 160 | 53333.328 | [5 empty] | 1998 | [12 empty] | 0.058
960 | JP | Nagaoka | 940-0203 | Nirehara 2334 | Nagaoka Tochio Clean Center | Niigata Prefecture |  | Tochio Clean Center | 2 | 80 | 26666.664 | [5 empty] | 1991 | [12 empty] | 0.1
961 | JP | Nagareyama City | 270-0174 | 191 Shimohanawa | Nagareyama City Clean Center | Chiba Prefecture | http://www.city.nagareyama.chiba.jp | Nagareyama City Clean C. | 3 | 207 | 68999.9931 | [5 empty] | 2004
962 | JP | Nagasaki |  |  | Nagasaki Thermoselect plant | Nagasaki Prefecture |  |  | 3 | 300 | 99999.99 | [5 empty] | No info
963 | JP | Nagasaki | 850-0076 | 2-406 Kibachimachi | West Plant Nagasaki | Nagasaki Prefecture |  | Nagasaki West Plant | 2 | 400 | 138000 | 34 |  |  |  |  | 1979
964 | JP | Nagasaki east * | 857-1161 | 1036-1 Oto-cho Sasebo | Eastern Clean Center | Nagasaki Prefecture |  | Daitocho Nagasaki | 2 | 300 | 103500 | 34 |  |  |  |  | 1988
965 | JP | Nagasu, Tamana District | 869-0303 | 386 Konoha, Gyokuto, | Eastern Environmental Center Ariake | Kumamoto Prefecture | http://portal.kumamoto-net.ne.jp/ariakekouiki/ | Center Ariake | 2 | 70 | 23333.331 | [5 empty] | 1999
966 | JP | Nagasu, Tamana District | 869-0111 | 42-1 Meishihama | Clean Park Five | Kumamoto Prefecture |  | Clean Park Five Nagasu | 2 | 25 | 8333.3325 | [5 empty] | 2006
967 | JP | Nago City | 905-0006 | 1710-3 Umusa | Environmental Center Nago City | Okinawa Prefecture |  | Center Nago | 2 | 40 | 13333.332 | [5 empty] | 1978 | [12 empty] | 0.31
968 | JP | Nagoya |  |  | Nippon Steel Corporation Nagoya Works, DMS Fac. | Aichi Prefecture | http://rlodms.com/v1_1_6/#a01-list-index-page |  | 1 | 120 | 39999.996 | [5 empty] | 2006
969 | JP | Nagoya-Aichi | 455-0855 | 101 2-chome Minato-ku, Fujimae | Nagoya Plant Nanyang | Aichi Prefecture |  | Nogaya Minato Ward | 3 | 1500 | 499999.95 | [5 empty] | 1997
970 | JP | Nagoya-Chikusa | 464-0002 | Kanarebashi 1-100 | Nagoya Inokoishi plant | Aichi Prefecture |  | Nagoya Inokoishi | 2 | 600 | 199999.98 | [5 empty] | 2002
971 | JP | Nagoya-Kitanagoya |  | Futago, Shitanji1014-1 | Environmental Beautification Center Nagoya north | Aichi Prefecture |  | Nagoya North | 2 | 180 | 59999.994 | [5 empty] | 1982
972 | JP | Nagoya-Narumi |  |  | Narumi Clean System Co., Ltd., DMS fac. | Aichi Prefecture | http://rlodms.com/v1_1_6/#a01-list-index-page |  | 2 | 530 | 176666.649 | [5 empty] | 2009
973 | JP | Nagoya-Gojougawa |  | Okuno Nakakayazu | Nagoya Gojogawa plant | Aichi Prefecture |  | Nagoya Gojogawa Plant | 2 | 560 | 193200 | 81 |  |  |  |  | 2004
974 | JP | Nagoya-Yamada |  |  |  | Aichi Prefecture |  |  | 3 | 450 | 155250 | 47 |  |  |  |  | 1986
975 | JP | Naha-Okinawa | 901-1105 | 650 Haebaru Naha | Clean Center Naha Haebaru | Okinawa Prefecture |  | clean Center Haeburu | 5 | 502 | 167333.3166 | [5 empty] | 2006
976 | JP | Naka-Kita Sorachi |  |  |  | Hokkaido Prefecture | http://www.hz-inova.com |  | 2 | 86 | 28666.6638 | [5 empty] | 2013
977 | JP | Nakano |  | 1308-1 Nakano | Hokushin union health facility, Higashiyama Clean Center | Nagano Prefecture | http://hokushin-eisei.jp/shisetsu.php | Higashiyama Clean Center | 2 | 130 | 43333.329 | [5 empty] | 1998 | [12 empty] | 0.021
978 | JP | Nakatsu |  | Kakize | Clean Plaza Nakatsu | Oita Prefecture |  | Clean Plaza Nakatsu | 2 | 100 | 33333.33 | [5 empty] | 1999
979 | JP | Nakatsugawa | 508-0011 | 2261-6 Komanba | Environmental Center Nakatsugawa | Gifu Prefecture | http://www.city.nakatsugawa.gifu.jp/ | Center Nakatsugawa | 2 | 98 | 32666.6634 | [5 empty] | 2004
980 | JP | Namegata | 311-3832 | 3268-14 Aso | City Environmental Beautification Center whereabouts | Ibaraki Prefecture |  | Namegata Whereabouts | 2 | 120 | 39999.996 | [5 empty] | 1999
981 | JP | Nankoku | 783-0023 | 1455 Hataeda | Konan cleaning waste incineration union | Kochi Prefecture | http://www.clean-kounan.jp/ | Konan Cleaning Center | 2 | 160 | 53333.328 | [5 empty] | 1992
982 | JP | Nara City | 631-0801 | 5-2 Sakyo | Kiyomi factory environment, Nara I, II | Nara Prefecture |  | Nara I II | 4 | 480 | 159999.984 | [5 empty] | 1985
983 | JP | Narashino City | 275-0023 | 3-2-1 Shibazono | Clean Center Facilities Division Narashino City | Chiba Prefecture |  | Narashino City Clean Center | 3 | 219 | 72999.9927 | [5 empty] | 2002
984 | JP | Narita | 286-0823 | 344-1 Koizumi | Incineration plant Izumi Narita | Chiba Prefecture |  | Uzumi Narita plant | 2 | 144 | 47999.9952 | [5 empty] | 1978
985 | JP | Nasu District, Otawara |  | Wakakusa, 1-1484-2 | Clean Center Otawara Nasu district regional | Tochigi Prefecture |  | Otawara Clean Center | 2 | 120 | 39999.996 | [5 empty] | 2002
986 | JP | Nasukarasuyama | 321-0602, | 444 Ooke | Union center district Minaminasu | Tochigi Prefecture |  | Union c. Minaminasu | 2 | 55 | 18333.3315 | [5 empty] | 1990
987 | JP | Nasushiobara | 329-2802 | 593 Hikinuma | Clean Center City Hall Nasushiobara | Tochigi Prefecture | http://www.city.nasushiobara.lg.jp/ | Nasushiobara Center | 2 | 140 | 46666.662 | [5 empty] | 2009
988 | JP | Natori |  | Higashiminamizawa 114 Medeshimakasashima | Clean Center Natori | Miyagi Prefecture | http://www.watanakyouei.jp/ | Clean Center Natori | 2 | 120 | 39999.996 | [5 empty] | 1983
989 | JP | Nayoro | 096-0065 | 140-1 Ohashi | General waste treatment facility Nayoro | Hokkaido Prefecture |  | Nayoro Facility | 1 | 20 | 6666.666 | [5 empty] | 2003
990 | JP | Nemuro | 087-0036 | 77-2 Horomoshiri | Garbage incineration Nemuro City | Hokkaido Prefecture | http://www.city.nemuro.hokkaido.jp | Nemuro City Plant | 2 | 150 | 49999.995 | [5 empty] | 1981
991 | JP | Neyagawa |  | Neyaminami, 1-2-1 | Clean Center Neyagawa | Osaka prefecture | http://www.city.neyagawa.osaka.jp/index/soshiki/clean-s/ijikanrijouhou/ijikanri23.html | Clean Center Neyagawa | 2 | 360 | 119999.988 | [5 empty] | 1980
992 | JP | Nichinan | 887-0023 | Kumayaotsu, 1675-2 | Clean Center Nichinan | Miyazaki Prefecture |  | Clean Center Nichinan | 2 | 80 | 26666.664 | [5 empty] | 1999
993 | JP | Niigata City - Akiha Ward | 956-0834 | 1289-1 Koguchi | Niitsu Clean Center | Niigata Prefecture | http://www.city.niigata.lg.jp/akiha/shisetsu/seikatsu/niituclean.html | Niitsu Clean Center | 2 | 144 | 47999.9952 | [5 empty] | 1995
994 | JP | Niigata City- Minami Ward | 950-1412 | 2135-1 Usui | Shirane Center | Niigata Prefecture | http://www.city.niigata.lg.jp/kurashi/gomi/gomishisetsu/sisetu_tyukan.html | Shirane Center | 0 | 0 | 0 | [5 empty] | closed
995 | JP | Niigata City - Konan | 950-0162 | 1835-1 Kameda | Kameda cleaning center | Niigata Prefecture |  | Kameda Cleaning Center | 3 | 390 | 129999.987 | [5 empty] | 1997
996 | JP | Niigata City - Nishi | 950-2123 | 3644-1 Kasagi | Nitta waste cleaning center | Niigata Prefecture |  | Nitta Clean Center | 3 | 360 | 119999.988 | [5 empty] | 1986
997 | JP | Niigata City - Nishikan | 959-0521 | 12618 Yoroigata | Yoroigata Clean Center, DMS Facility | Niigata Prefecture |  | Yoroigata Clean Center | 2 | 120 | 39999.996 | [5 empty] | 2002
998 | JP | Niigata-Toyosaka | 950-3305 | Uranoiri 418 Kita-ku | Toyosaka ll | Niigata Prefecture |  | Toyosaka II | 3 | 130 | 43333.329 | [5 empty] | 1996
999 | JP | Niihama | 792-0851 | 122-1 Kannonbaracho | Cleaning center Niihama | Ehime Prefecture | http://www.city.niihama.lg.jp/ | Cleaning Center Niihama | 3 | 201 | 69345 | 28 |  |  |  |  | 2002
1000 | JP | Niijima Village |  |  | Niijima Municipal Waste Incineration Plant | Tokyo Prefecture | http://www.niijima.com/ | NO INFO | 2 | 15 | 4999.9995
1001 | JP | Niijima Village |  |  | Niijima Municipal Shikinejima Clean Center | Tokyo Prefecture | http://www.niijima.com/ | NO INFO | 1 | 4 | 1333.3332
1002 | JP | Niiza City |  | Owada, 3-9-1 | West Plant Environmental Center Niiza union Shiki district | Saitama Prefecture |  | Niiza City East Plant | 1 | 90 | 29999.997 | [5 empty] | 1994
1003 | JP | Niiza City |  | Owada, 3-9-1 | East Plant Environmental Center Niiza union Shiki district | Saitama Prefecture |  | Niiza City East plant | 1 | 90 | 29999.997 | [5 empty] | 2003
1004 | JP | Nikko City |  | Machiya, 809-2 | Recycling Center in Nikko | Tochigi Prefecture |  | Recycling Center Nikko | 2 | 50 | 16666.665 | [5 empty] | 1982
1005 | JP | Nikko City |  | Senbongi, 945-1 | Clean Center Nikko | Tochigi Prefecture |  | Clean Center in Nikko | 2 | 135 | 44999.9955 | [5 empty] | 2010
1006 | JP | Nirasaki, | 407-0033 | 1895 Tatsuokamachi Shimojominamiwari | Environmental Sanitation Center north regional civil service regional area north Gorges union | Yamanashi Prefecture | http://www.kyohoku.com/ | North Gorges Center | 2 | 160 | 53333.328 | [5 empty] | 2002
1007 | JP | Nishinomiya | 662-0923 | 3-1 Hamamatsubaracho | West Plant | Hyogo Prefecture |  | West Plant | 2 | 240 | 79999.992 | [5 empty] | 1983
1008 | JP | Nishinomiya | 662-0934 | Nishinomiyahama eight 3 | Western General Facilities | Hyogo Prefecture |  | Nishinomiya West | 3 | 525 | 181125 | 76 |  |  |  |  | 1997
1009 | JP | Nishio | 444-0531 | Oiwayama-65 Kiracho Okayama | Nishio City Clean Center | Aichi Prefecture |  | Nishio Clean Center | 3 | 195 | 64999.9935 | [5 empty] | 2000
1010 | JP | Nishiwaki | 677-0012 | 262-1 Tomiyoshi Minamimachi | Union office cleaning northern Harima, Facility | Hyogo Prefecture | http://www.kitaharima-midorien.jp/ | Harima Facility | 2 | 88 | 29333.3304 | [5 empty] | 1996 | SD, FF | [11 empty] | 0.8
1011 | JP | Nobeoka City |  | Nagahamamachi, 3-1954-3 | New incineration plant Nobeoka | Miyazaki Prefecture | http://www.city.nobeoka.miyazaki.jp/contents/shimin/cleancenter/cleancenter/yumenomori.html | Nwe Plant Nobeoka | 2 | 218 | 72666.6594 | [5 empty] | 2009 | [12 empty] | 0.0023
1012 | JP | Noboribetsu |  | Saiwaicho, 2-5 | Crinkle Center | Hokkaido Prefecture |  | Noboribetsu Crinkle Center | 2 | 150 | 49999.995 | [5 empty] | 1981
1013 | JP | Noda City |  | Mitsubori, 356-1 | Incineration plant Noda | Chiba Prefecture |  | Incineration Plant Noda | 2 | 145 | 48333.3285 | [5 empty] | 1985 | [12 empty] | 0.0033
1014 | JP | Noda City | 270-0221 | 1940-1 Kobuuchi | Clean Center Sekiyado Noda City | Chiba Prefecture |  | Clean Center Sekiyado | 2 | 40 | 13333.332 | [5 empty] | 1991
1015 | JP | Nomi | 923-1213 | Ri-1-1 Tsubonomachi | Nomi Beautification Center | Ishikawa Prefecture |  | Nomi Center | 2 | 50 | 16666.665 | [5 empty] | 1992
1016 | JP | Numata | 378-0033 | 226 Shiraiwamachi | Incineration plant Nika village | Gunma Prefecture |  | Nika village incinerator | 2 | 120 | 39999.996 | [5 empty] | 1974 | [12 empty] | 0.0034
1017 | JP | Numazu City | 410-0813 | Three-dong 2417-1 Kamikanuki | Numazu plant cleaning | Shizuoka Prefecture |  | Numazu Plant | 2 | 300 | 99999.99 | [5 empty] | 1976
1018 | JP | Oarai | 311-1313 | 4287 Naritacho | Mito Union Environment | Ibaraki prefecture |  | Mito Union | 2 | 90 | 29999.997 | [5 empty] | 2003
1019 | JP | Obihiro City | 080-2464 | 4-24 Nishi Jokita | Kuririn Center | Hokkaido Prefecture |  | Kuririn Center | 3 | 330 | 109999.989 | [5 empty] | 1996
1020 | JP | Obu City | 470-2101 | 41 Yoshinaka, Morioka Oaza Higashiura | Chita Eastern Clean Center | Aichi Prefecture |  | Chita Eastern Center | 3 | 240 | 79999.992 | [5 empty] | 1988
1021 | JP | Ochi | 789-1203 | Hei 2827 Sakawa | Cleaning center high Gohoku | Kochi Prefecture |  | Ochi Clean Center | 2 | 120 | 39999.996 | [5 empty] | 1993
1022 | JP | Odawara | 250-0055 | 3768 Kuno | Odawara I | Kanagawa Prefecture |  | Odawara Clean Center | 2 | 180 | 59999.994 | [5 empty] | 1979
1023 | JP | Odawara | 250-0055 | 3768 Kuno | Odawara II | Kanagawa Prefecture |  | Odawara Clean Center | 2 | 150 | 49999.995 | [5 empty] | 1990 | [12 empty] | 0.15
1024 | JP | Oga city |  | Itahikisawadai-73 Matsukisawa | Clean Center Lake Hachiro | Akita Prefecture | http://www.namahage.ne.jp/~hachirokocc/ | Clean Center lake Hachiro | 2 | 60 | 19999.998 | [5 empty] | 2008 | [12 empty] | 0.05
1025 | JP | Ogaki | 503-0847 | 3-1 Komenocho | Clean Center Ogaki City | Gifu Prefecture |  | Cleanc Center Ogaki | 3 | 240 | 79999.992 | [5 empty] | 1996
1026 | JP | Ogasawara Village |  |  | Chichijima Clean Center | Tokyo Prefecture | http://www.vill.ogasawara.tokyo.jp/ |  | 1 | 4.6 | 1533.3332 | [5 empty] | 1999
1027 | JP | Ogawa, Hiki District | 355-0314, | 1681-2 Nakatsume | Waste incineration union creek district | Saitama Prefecture |  | Ogawa Waste Incineration | 2 | 62 | 20666.6646 | [5 empty] | 1976 | [12 empty] | 0.004
1028 | JP | Ogawara Town, Shibata | 989-1201 | Saginumairi-39-72 Oya | Health Center Okawara | Miyagi Prefecture | http://www.az9.or.jp/eisei/gomi-shisetsu.html | Health Center Okawara | 2 | 100 | 33333.33 | [5 empty] | 1996
1029 | JP | Oguchi, Niwa District | 480-0121 | 1-131 Kogita | Center for Environmental Management Environmental Beautification Association Niwa Gangnam | Aichi Prefecture | http://www.konanniwa-seisou.jp/ | Niwa Gangnam | 2 | 150 | 49999.995 | [5 empty] | 1982 | [12 empty] | 0.033
1030 | JP | Oi, Ashigarakami District | 258-0012, | 540 Yanagi | Beautification Center Eastern Oi union cleaning Ashigara | Kanagawa Prefecture |  | OI Center, Eastern Ashigara | 1 | 50 | 16666.665 | [5 empty] | 1984 | [12 empty] | 0.09
1031 | JP | Oi, Ashigarakami District | 258-0113 | 3680 Yamakita | Environmental Center Ashigara western town hall Yamakita | Kanagawa Prefecture |  | Yamakita C., West Ashigara | 2 | 50 | 16666.665 | [5 empty] | 1995
1031 | JP | Oishida Town, Mogami district | 999-4604 | Horiuchi 1092 | Center for Environmental Partnership Oishida town Obanazawa | Yamagata Prefecture |  | Oishida town Center | 1 | 30 | 9999.999 | [5 empty] | 2002
1033 | JP | Oiso Town, Naka District | 259-0103 | Mushikubo 66 | Environmental Beautification Center Oiso town | Kanagawa Prefecture | http://www.city.hiratsuka.kanagawa.jp/kouiki/about/about_03.html | Oiso town Clen Center | 2 | 90 | 29999.997 | [5 empty] | 1990
1034 | JP | Oita City | 870-1205 | 618 Fukumune | Environmental Center Fukumune Oita | Oita Prefecture |  | Fukumune Cleaning Center | 3 | 438 | 151110 | 57 |  |  |  |  | 1997
1035 | JP | Oita City | 870-0315 | 3400-10 Sano | Sano cleaning center Oita | Oita Prefecture |  | Sano Cleaning Center | 3 | 387 | 128999.9871 | [5 empty] | 2003
1036 | JP | Oizumi, Ora District | 370-0512, | 330 Kamikoizumi | Two Oizumi town cleaning center outside town | Gunma Prefecture | http://www.town.oizumi.gunma.jp/10shisetsu/1289016687-5.html | Oizumi center | 2 | 195 | 64999.9935 | [5 empty] | 1992
1037 | JP | Okaya | 394-0091 | Uchiyama 4769-14 | Incineration plant Okaya | Nagano Prefecture |  | Okaya Clean Center | 2 | 80 | 26666.664 | [5 empty] | 1986 | [12 empty] | 0.13
1038 | JP | Okawa | 831-0006 | 1110 Nakakoga | Environment Division Okawa City Hall | Fukuoka Prefecture |  | Okawa City | 2 | 134 | 44666.6622 | [5 empty] | 1992
1039 | JP | Okayama City -Higashi | 704-8122 | 453-5 Saidaiji Shinchi | Eastern Clean Center, Okayama City | Okayama Prefecture |  | Okayama City East Center | 3 | 450 | 149999.985 | [5 empty] | 2001
1040 | JP | Okayama City - Minami | 700-0956 | 486-1 Toshinden | Waste incineration center Toshinden | Okayama Prefecture |  | Okayama City Toshinden | 2 | 300 | 99999.99 | [5 empty] | 1994
1041 | JP | Okayama City - Minami | 700-0942 | 1-4-1 Toyonari | Center for Environment and waste incineration Okaminami | Okayama Prefecture |  | Okayama City Okaminami | 2 | 220 | 73333.326 | [5 empty] | 1978
1042 | JP | Okazaki-City | 444-0922 | Tatejima-2-1 Hatcho Minamimachi | Clean Center Hachi-jo | Aichi Prefecture | http://www.city.okazaki.aichi.jp/menu3035.html | Okazaki Hachi-jo | 2 | 240 | 82800 | 26 |  |  |  |  | 1989
1043 | JP | Okazaki-City | 444-0002 | 5 Yoyasu Ata town Koryuji | Recycle Plaza | Aichi Prefecture | http://www.city.okazaki.aichi.jp/menu3036.html | Okazaki Recycling Plaza | 0 | 0 | 0 | [5 empty] | closed
1044 | JP | Okazaki City | 444-3171 | Nishinagareishi-2-1 Itadacho | Clean Center Central | Aichi Prefecture | http://www.city.okazaki.aichi.jp/menu10199.html | Okazaki Clean Center Central | 2 | 380 | 126666.654 | [5 empty] | 2011
1045 | JP | Okegawa | 363-0007 | 1160 Kobariryoke | Environmental Center Okegawa | Saitama Prefecture | http://www.city.okegawa.lg.jp/index01.html | Okegawa Center | 2 | 240 | 79999.992 | [5 empty] | 1977
1046 | JP | Okinawa City | 904-2141 | Ikehara 3394 | Ikehara Ecotopia | Okinawa Prefecture | http://www.kurahama.or.jp/ | Okinawa Ikehara | 3 | 309 | 102999.9897 | [5 empty] | 2010
1047 | JP | Okinoerabu, Wadomari, Oshima District | 891-9136 | 1144 Sena | Clean Center Okinoerabu | Kagoshima Prefecture, Okinoerabu Island, |  | Okinoerabu Clean Center | 2 | 22 | 7333.3326 | [5 empty] | 2002
1048 | JP | Okushiri | 043-1522 | 414 Tomisato | Incineration facilities Okushiri town | Hokkaido Prefecture |  | Okushiri Town Facility | 2 | 24 | 7999.9992 | [5 empty] | 2002
1049 | JP | Okutama Town | 198-0213 | 850-1 Unazawa | Okutama Municipal Clean Center | Tokyo Prefecture, Nishitama District |  | Okutama Clean Center | 1 | 39 | 12999.9987 | [5 empty] | 1989
1050 | JP | Omihachiman |  | Kitatsudacho | Clean Center 2 of Municipal Omihachiman | Shiga Prefecture |  | Omihachiman | 2 | 100 | 33333.33 | [5 empty] | 1982
1051 | JP | Omitama | 311-3433 | 1824-2 Takasaki | Center for Environmental Health Kasumidai union facility | Ibaraki Prefecture | http://www.city.omitama.lg.jp | Kasumidai Center | 2 | 190 | 63333.327 | [5 empty] | 1994
1052 | JP | Omitama | 319-0106 | 1725-2 Katakura | Minori Clean Center | Ibaraki Prefecture | http://www.city.omitama.lg.jp | Minori Clean Center | 2 | 105 | 34999.9965 | [5 empty] | 1986
1053 | JP | Omiya Naka | 319-2106 | 1894 Shizu | Regional Environmental Center for environmental improvement Omiya union | Ibaraki Prefecture |  | Omiya Union | 2 | 180 | 59999.994 | [5 empty] | 1990
1054 | JP | Omura City | 856-0815 | 1470 Morizonomachi | Omura City Hall Environmental Center | Nagasaki Prefecture |  | Omura City Env. Center | 3 | 111 | 36999.9963 | [5 empty] | 1997
1055 | JP | Onjuku, Isumi District | 299-5102 | 1041 Kubo | Cleaning center town hall Onjuku | Chiba Prefecture |  | Cleaning Center Onjuku | 1 | 33 | 10999.9989 | [5 empty] | 1985 | [12 empty] | 0.012
1056 | JP | Ono City | 912-0011 | 28-1 Minamishinzaike | Ono City clean Center | Fukui Prefecture | http://www.maeda.co.jp | ONO City Clean Center | 2 | 84 | 27999.9972 | [5 empty] | 2006
1057 | JP | Ono City, Ibi District | 501-0534 | 1375-1 Shimozagura | Seino Environmental Protection Center | Gifu Prefecture |  | Seino Clean Center | 3 | 270 | 89999.991 | [5 empty] | 2003
1058 | JP | Ono City | 675-1316 | Tenjin-cho 538-1 | Clean Center Ono | Hyogo Prefecture | http://www.city.ono.hyogo.jp/p/1/8/10/23/9/1/ | Clean Center Ono Hyogo | 3 | 110 | 36666.663 | [5 empty] | 1998
1059 | JP | Onomichi | 722-0221 | 1-220-75 Chojabara | Onomichi Clean Center | Hiroshima Prefecture | http://www.city.onomichi.hiroshima.jp | Onomichi Clean Center | 2 | 120 | 39999.996 | [5 empty] | 1993
1060 | JP | Onomichi | 722-0073 | 11098-151 Mukaishimacho | Clean Center Mukojima Onomichi City | Hiroshima Prefecture |  | Mukojima Onomichi | 2 | 50 | 16666.665 | [5 empty] | 1990
1061 | JP | Osaka-Joto |  | 1-6-11 Morinomiya Seongdong | Morinomiya Incineration Plant | Osaka prefecture | http://www.city.osaka.lg.jp | Osaka Morinomiya | 3 | 900 | 300000 | [5 empty] | 1968
1062 | JP | Osaka-Taisho | 551-0021 | 1-11-24 Minami Okajima, Taisho-ku | Taisho Incineration Plant | Osaka prefecture | http://www.city.osaka.lg.jp | Osaka Taisho | 2 | 600 | 200000 |  | 3 |  |  |  | 1980
1063 | JP | Osaka-Suminoe | 559-0011 | 4-1-26 Kitakagaya | Suminoe Incineration Plant | Osaka prefecture | http://www.city.osaka.lg.jp | Osaka Suminoe | 2 | 600 | 200000 |  | 11 |  |  |  | 1988
1064 | JP | Osaka-Tsurumi |  | 2-11-5 Yakeno, | Tsurumi Incineration Plant | Osaka prefecture | http://www.city.osaka.lg.jp | Osaka Tsurumi | 2 | 600 | 200000 |  | 12 |  |  |  | 1989
1065 | JP | Osaka-Nishiyodogawa | 555-0032 | 2-5-68 Owada, | Nishiyodo Incineration (Dian West Plant) | Osaka prefecture | http://www.city.osaka.lg.jp | Osaka Nishi | 2 | 600 | 200000 |  | 14.5 |  |  |  | 1994
1066 | JP | Osaka-Konahana | 544-0041 | 1-2-48 Hokukoshiratsu | Maishima Incineration Plant | Osaka prefecture | http://www.city.osaka.lg.jp | Osaka Maishima | 2 | 900 | 300000 |  | 32 |  |  |  | 2001
1067 | JP | Osaka-Hirano | 547-0023 | 1-2-30 Uriwariminami, | Plain Plant (Hirano factory) | Osaka prefecture | http://www.city.osaka.lg.jp/kankyo/page/0000010077.html | Osaka Hirano | 2 | 900 | 300000 |  | 27.4 |  |  |  | 2002
1068 | JP | Osaka- Higashiosaka | 578-0921 | 4-6-25 Mizuhai | Cleaning facility Higashi Higashi City | Osaka Prefecture | http://www.higashiosaka-toshiseisou.or.jp/ | Osaka Higashi | 5 | 1200 | 399999.96 | [5 empty] | 1975 | higashiosaka daiokishin_kako5
1069 | JP | Osaka- Higashiyodogawa |  | 3-16-6, Minamieguchi, | Higashiyodo Incineration Plant II (Dian Plant East) | Osaka prefecture | http://www.city.osaka.lg.jp | Osaka Hyga | 2 | 400 | 133333 |  | 10 |  |  |  | 2009
1070 | JP | Osaka-Yao | 581-0851 | 7-1 Kamiocho, Yao-shi | Yao Incineration Plant | Osaka prefecture | http://www.city.osaka.lg.jp | Osaka Yoa-Shi | 2 | 600 | 207000 |  | 14.5 |  |  |  | 1996
1071 | JP | Osaki City | 989-6233 | Shintakayachi-347 Furukawasakuranome | regional-area Clean Center Osaki Central | Miyagi Prefecture | http://www.osakikoiki.jp/index_gyoumu_info_sisetusyoukai_gomi.html#tyuuou | Osaki Clean Center Central | 2 | 120 | 39999.996 | [5 empty] | 1988 | [12 empty] | 0.05
1072 | JP | Osaki City |  | Kamimiyaogurosakimae | Clean Center Tamatsukuri western regional Osaki | Miyagi Prefecture | http://www.osakikoiki.jp/index_gyoumu_info_sisetusyoukai_gomi.html | Osaki Clean Center West | 2 | 40 | 13333.332 | [5 empty] | 1989 | [12 empty] | 0.04
1073 | JP | Oshima Town |  |  | Oshima Municipal Nomashi Incineration Plant | Tokyo Prefecture, Oshima Island | http://www.town.oshima.tokyo.jp/index.html | NO INFO | 2 | 22 | 7333.3326 | [5 empty] | 1998
1074 | JP | Oshu City | 023-0003 | Sennin-49 Mizusawaku Sakurakawa | Waste incineration treatment facilities Eji bile | Iwate Prefecture | http://users.catv-mic.ne.jp/~tnksoumu/ | Oshu Plant | 2 | 240 | 79999.992 | [5 empty] | 1994
1075 | JP | Ota City | 373-0842 | 1712 Hosoyacho | Ota City Hall cleaning center, Incinerator no. 3 and 4 | Gunma Prefecture |  | Ora Cleaning Center 3 and 4 | 3 | 320 | 106666.656 | [5 empty] | 1997 | [12 empty] | 0.002
1076 | JP | Otaru | 048-2673 | 2-111-2 Momonai | Otaru Clean Center | Hokkaido Prefecture |  | Otaru Clean Center | 2 | 198 | 65999.9934 | [5 empty] | 2006
1077 | JP | Otokuni District |  | 32 Minamihirakata, Shimoueno | Otokuni District | Kyoto Prefecture |  | Otokuni District WtE | 4 | 305 | 105225 |  | 13 |  |  |  | 2002
1078 | JP | Otsu City | 520-0823 | 785-1 Zezekamibeppocho | Environmental Center Otsu | Shiga Prefecture | http://www.city.otsu.shiga.jp | Center Otsu | 2 | 180 | 59999.994 | [5 empty] | 1988
1079 | JP | Otsu City | 520-0351 | 272 Ikadachikitazaijicho | Northern Otsu City Clean Center | Shiga Prefecture | http://www.city.otsu.shiga.jp | Northern Center Otsu | 2 | 168 | 55999.9944 | [5 empty] | 1989
1080 | JP | Otsuki |  | 3274 Hatsukarimachi Nakahatsukari | Otsuki plant | Yamanashi prefecture | http://www.otsuki-tsuru.or.jp/ | Otsuki Plant | 2 | 108 | 35999.9964 | [5 empty] | 2003 | [12 empty] | 0.006
1081 | JP | Owariasahi | 488-0031 | 33-1 Haruokachohigashi | Eastern Haruoka union health center | Aichi Prefecture | http://www.haruoka-center.com/ | Haruoka Center | 2 | 300 | 99999.99 | [5 empty] | 1992
1082 | JP | Owase |  | Minamiura, 3287 | Incineration plant Owase | Mie Prefecture | http://www.city.owase.lg.jp/contents_detail.php?co=kak&frmId=829 | Incineration Plant Owase | 2 | 45 | 14999.9985 |  | 12 |  |  |  | 1990 | [12 empty] | 0.5
1083 | JP | Oyama | 323-0043 | 576-15 Shiozawa | Cleaning Center Oyama | Tochigi Prefecture | http://www.city.oyama.tochigi.jp/kouiki/cyuuouseisou/tyuuouguide.html | Cleaning Center Oyama | 2 | 160 | 53333.328 | [5 empty] | 1986
1084 | JP | Ozora, Abashiri District | 099-3244 | 780-2 Higashimokoto | General waste incineration facility Higashimokoto | Hokkaido Prefecture |  | Higashimokoto Facility | 1 | 6 | 1999.9998 | [5 empty] | 1984
1085 | JP | Ozu City | 795-0041 | 1263 Hatakicho | Environmental Center Ozu City | Ehime Prefecture | http://www.city.ozu.ehime.jp/ | Ozy City Clean Center | 2 | 90 | 29999.997 | [5 empty] | 1991
1086 | JP | Rifu Town | 981-0111 | Shinfunaoka-5 Kase | Waste incineration facility eastern Miyagi | Miyagi Prefecture |  | Waste inc, Eastern Miyagi | 2 | 180 | 59999.994 | [5 empty] | 1995
1087 | JP | Rokkasho, Kamikita District | 039-3212 | Ienoushiro-12-159 Obuchi | Hamanasu clean pair Kamikita | Aomori Prefecture |  | Hamanasu Cl. Kamikita | 2 | 52 | 17333.3316 | [5 empty] | 1998 | [12 empty] | 4.9
1088 | JP | Ryugasaki | 301-0801 | Itabashimachi | Plaza dragon clean | Ibaraki Prefecture |  | Plaza Dragon Clean | 2 | 180 | 59999.994 | [5 empty] | 1999
1089 | JP | Ryuusen-En | 584-0053 | 2345 Kannabi,Tondabayashi-shi | Ryuusen-en Association | Kyoto Prefecture |  | Ryuusen-En Plant | 3 | 316 | 109020 | 42 |  |  |  |  | 2001
1090 | JP | Sabae | 916-0006 | 15-11 Nishibancho | Waste incineration facilities Sabae Clean Center | Fukui Prefecture |  | Sabae Clean Center | 2 | 120 | 39999.996 | [5 empty] | 1986 | [12 empty] | 0.02
1091 | JP | Sado | 952-3421 | 1891 Agata | Clean Center Ryotsu | Niigata Prefecture | http://www.city.sado.niigata.jp/admin/org/address/05_01.shtml | Clean Center Ryotsu | 2 | 40 | 13333.332 | [5 empty] | 1999
1092 | JP | Sado | 952-1324 | Nakahara 103 | Sado Clean Center | Niigata Prefecture | http://www.city.sado.niigata.jp/admin/org/address/05_01.shtml | Sado Clean Center | 2 | 120 | 39999.996 | [5 empty] | 1998
1093 | JP | Sado | 952-3435 | 925-1 Okawa Ryotsu | Solidified ash melting facility | Niigata Prefecture | http://www.city.sado.niigata.jp/admin/org/address/05_01.shtml | Sado Ash Melting | 1 | 14.5 | 4833.3328 | [5 empty] | 2001
1094 | JP | Sado | 952-0603 | 163-2 Ogikinoura | Clean Center South Sado | Niigata Prefecture |  | Clean Center South Sado | 2 | 40 | 13333.332 | [5 empty] | unkown
1095 | JP | Saga City | 849-0917 | 2369 Takakisemachi Oaza Nagase | Saga City Waste Disposal Center | Saga Prefecture | http://www.saga-ecoplaza.jp/ | Saga city | 3 | 300 | 99999.99 | [5 empty] | 2002
1096 | JP | Saga City |  | Yamatocho Oaza Matsuse, 4304 | Yamato Clean Center | Saga Prefecture |  | Saga city Yamato | 2 | 25 | 8333.3325 | [5 empty] | 1997
1097 | JP | Saga City | 840-0511 | 1536-1 Fujicho Oaza Kamabaru | Fuji Clean Center Saga | Saga Prefecture |  | Saga city Fuji Center | 1 | 8 | 2666.6664 | [5 empty] | 1994 | [12 empty] | 1.4
1098 | JP | Saga City |  | Kawasoemachi Oaza Inuido, 5727 | Cleaning center Higashiyoka-Kawazoe | Saga Prefecture |  | Saga city Kawazoe | 2 | 35 | 11666.6655 | [5 empty] | 1988 | [12 empty] | 0.15
1099 | JP | Sagae City | 991-0011 | Hita 232 | Clean Center Sagae | Yamagata Prefecture | http://www.nishimurayama-koiki.jp/ | Sagae Center | 3 | 114 | 37999.9962 | [5 empty] | 2001 | [12 empty] | 0.05
1100 | JP | Sagamihara-Midori | 252-0134 | 2074-2 Shimokuzawa | Incineration plant north | Kanagawa Prefecture |  | Incineration Plant North | 3 | 450 | 149999.985 | [5 empty] | 1991
1101 | JP | Sagamihara-Minami | 252-0328 | 1524-1 Asamizodai | Incineration plant resources recycling unit south | Kanagawa Prefecture |  | Incineration Plant South | 3 | 525 | 174999.9825 | [5 empty] | 2010
1102 | JP | Saijo City | 799-1106 | 1200 Komatsu | Saijo City clean Center | Ehime Prefecture |  | Saijo City Clean Center | 2 | 200 | 66666.66 | [5 empty] | 1991
1103 | JP | Saiki, | 876-0821 | 1-38 Higashihama | Banjo Eco Center | Oita Prefecture |  | Banjo Eco Center | 2 | 110 | 36666.663 | [5 empty] | 2003
1104 | JP | Saitama City- Iwatsuki | 339-0034 | 1339 Sasakubo | Environmental Center Iwatsuki | Saitama Prefecture |  | Iwatsuki Center | 2 | 130 | 43333.329 | [5 empty] | 1987
1105 | JP | Saitama City- Midori | 336-0974 | 317 Osaki | First plant Osaki Clean Center | Saitama Prefecture | http://www.city.saitama.jp/www/contents/1266370390330/index.html | Osaki | 2 | 300 | 99999.99 | [5 empty] | 1982
1106 | JP | Saitama City- Midori | 336-0974 | 317 Osaki | Second plant Osaki Clean Center | Saitama Prefecture | http://www.city.saitama.jp/www/contents/1266370390330/index.html | Osaki | 3 | 450 | 149999.985 | [5 empty] | 1996
1107 | JP | Saitama City- Minuma | 337-0021 | 626-1 Hizako | Eastern Environmental Center | Saitama Prefecture |  | Eastern Center | 3 | 300 | 99999.99 | [5 empty] | 1984
1108 | JP | Saitama City- Nishi | 331-0074 | 52-1 Horai | Western Environmental Center | Saitama Prefecture |  | Western Center | 3 | 300 | 99999.99 | [5 empty] | 1993
1109 | JP | Saitama City, |  |  | Saitama City, DMS Facility | Saitama Prefecture | http://www.city.saitama.jp/www/contents/1254700023331/index.html |  | 2 | 380 | 126666.654 | [5 empty] | under construction
1110 | JP | Sakado City | 350-0269 | Nissaihanamizuki, 1-5 | Cleaning center west Sakado city | Saitama Prefecture |  | Sakado City West Cl. Center | 2 | 80 | 26666.664 | [5 empty] | 1994
1111 | JP | Sakai City | 590-0134 | 5-1-1 Miikedai | South Plant Clean Center | Osaka Prefecture | http://www.city.sakai.lg.jp/city/info/_kanji/kanrensisetu.html | Sakai South Center | 3 | 450 | 149999.985 | [5 empty] | 1973 | [12 empty] | 0.38
1112 | JP | Sakai City | 599-8102 | 1-102 Ishiharacho | Clean Center East Plant | Osaka Prefecture | http://www.city.sakai.lg.jp/city/info/_kanji/kanrensisetu.html | Sakai East Center | 2 | 300 | 99999.99 | [5 empty] | 1976
1113 | JP | Sakai City | 599-8102 | 1-102 Ishiharacho | Sakai Clean System Co., Ltd., DMS Facility | Osaka Prefecture | http://www.city.sakai.lg.jp/city/info/_kanji/kanrensisetu.html | Sakai East Center | 2 | 450 | 149999.985 | [5 empty] | 1997
1114 | JP | Sakaide City |  | Shinhamacho, 6-51 | Environmental Center Tsunoyama | Kagawa Prefecture | http://www.pref.kagawa.lg.jp/haitai/risa/dokoniaruno/kkankyo/center/c/tsunoyama/c_tsunoyama3.htm | Center Tsunoyama | 2 | 185 | 61666.6605 | [5 empty] | 1985
1115 | JP | Sakaki, Hanishina District | 389-0602 | 1850 Nakanojo | Union Kuzuo incineration facilities | Nagano Prefecture | http://www.katsurao.net/index.php/archives/category/shokyaku | Union Kuzuo Facilities | 2 | 160 | 53333.328 | [5 empty] | 1976
1116 | JP | Sakata City | 998-0104 | Koeicho, 3-133 | Waste treatment facility Sakata | Yamagata Prefecture | http://www.city.sakata.lg.jp/ou/koikigyosei/jimu/sisetu/sisetu.html#motikomisisetu | Sakata Clean Center | 2 | 196 | 65333.3268 | [5 empty] | 2002
1117 | JP | Sakegawa Village, Mogami District | 999-5203 | Izumikawamaeyama-2756-27 Kawaguchi | Ekopuraza | Yamagata Prefecture |  | Ekopuraza | 3 | 104 | 34666.6632 | [5 empty] | 2004 | [12 empty] | 0.03
1118 | JP | Saku City | 385-0051 | 2880 Nakagomi | Saku Clean Center | Nagano Prefecture |  | Saku Clean Center | 2 | 120 | 39999.996 | [5 empty] | 1984 | [12 empty] | 0.14
1119 | JP | Sakurai, | 633-0052 | 485-1 Asago | Green Park Sakurai | Nara Prefecture | http://www.city.sakurai.nara.jp/kankyou/kankyou01.html | Sakurai Clean Center | 2 | 150 | 49999.995 | [5 empty] | 2002
1120 | JP | Samani Town, Samani District | 058-0031 | 343-1 Nishisamani | Clean Center Samani-cho | Hokkaido Prefecture |  | Clean Center Samani | 1 | 10 | 3333.333 | [5 empty] | 1997
1121 | JP | Sanda | 669-1507 | 1676 Kashita | Clean Center Sanda | Hyogo Prefecture, |  | Sanda Clean Center | 2 | 210 | 69999.993 | [5 empty] | 1992
1122 | JP | Sanmu | 289-1505 | 1149-1 Matsuomachi Kannoo | Refuse disposal facility Yamatake county | Chiba Prefecture |  | Facility Yamatake County | 2 | 110 | 36666.663 | [5 empty] | 1996 | [12 empty] | 1.2
1123 | JP | Sannohe, Sannohe District, | 039-0122 | Kamitakamadate-23 Tonai | Clean Center Mito District | Aomori Prefecture |  | Clean Center mito District | 2 | 60 | 19999.998 | [5 empty] | 1994 | [12 empty] | 2.8
1124 | JP | Sano | 327-0525 | 3360 Akutocho | Kuzu cleaning center Sano City | Tochigi Prefecture | http://www.city.sano.lg.jp/shisetsu/08/kuzuuseisou.html | Kuzu Clean Center Sano | 2 | 79.5 | 26499.9974 | [5 empty] | 1994
1125 | JP | Sano | 327-0812 | 206-13 Machiyacho | Clean Center Mikamo Sano City | Tochigi Prefecture | http://www.city.sano.lg.jp/shisetsu/08/mikamoclean.html | Mikamo Clean Center Sano | 2 | 128 | 42666.6624 | [5 empty] | 2007 | [12 empty] | 0.0023
1126 | JP | Sanuki | 769-2301 | 3013 Nagaohigashi | Clean Center Eastern melting Kagawa | Kagawa Prefecture | http://rlodms.com/v1_1_6/#a01-list-index-page | Clean Center Melting Kagawa | 2 | 130 | 43333.329 | [5 empty] | 1997 | [12 empty] | 0.0039
1127 | JP | Sanyo-Onoda | 756-0817 | 7525-2 Onoda | Environmental Sanitation Center Sanyo Onoda | Yamaguchi Prefecture | http://www.city.sanyo-onoda.lg.jp/soshiki/15/eiseic.html | Sanyo-Onoda Center | 2 | 120 | 39999.996 | [5 empty] | 1982
1128 | JP | Sapporo-Shiroishi |  | 2170 Higashiyonesato | Shiroishi Incineration plant | Hokkaido | http://www.city.sapporo.jp/ | Sapporo Shiroishi-ku | 3 | 900 | 299999.97 | [5 empty] | 2002
1129 | JP | Sapporo-Makomanai | 005-0861 | Kamaoka 602 | Southern District Incineration plant Kamaoka | Hokkaido | http://www.city.sapporo.jp/ | Sapporo Makomanai | 2 | 600 | 199999.98 | [5 empty] | 1985
1130 | JP | Sapporo-Nishi | 063-0835 | 14-1-1 Hassamu 15 Jo | Hatsusamu incineration plant | Hokkaido | http://www.city.sapporo.jp/ | Sapporo Hatsusamu | 2 | 600 | 207000 | 87 |  |  |  |  | 1992
1131 | JP | Sasayama |  | Oyamashimo, 68-2 | Cleaning center Sasayama | Hyogo Prefecture, |  | Sasayama Clean Center | 2 | 80 | 26666.664 | [5 empty] | 2002 | [12 empty] | 0.04
1132 | JP | Sasebo | 858-0905 | 294-2 Shimomotoyamacho | Sasebo Clean Center West | Nagasaki Prefecture |  | Sasebo Clean Center West | 2 | 240 | 79999.992 | [5 empty] | 1977
1133 | JP | Sasebo |  | Shimomotoyamacho, 2-1 | Clean ash melting facility west of the city center Sasebo | Nagasaki Prefecture |  | Sasebo Ash melting facility | 2 | 58 | 19333.3314 | [5 empty] | 2008
1134 | JP | Sasebo, Ukishima Island |  | 5270 Ukumachitaira | Cleaning center Island | Nagasaki Prefecture |  | Sasebo Ukushima | 1 | 8 | 2666.6664 | [5 empty] | 1997 | [12 empty] | 2.4
1135 | JP | Sasebo | 857-1161 | 1036-1 Daitocho | Clean Center Eastern Sasebo | Nagasaki Prefecture |  | Sasebo East Center | 2 | 200 | 66666.66 | [5 empty] | 2001
1136 | JP | Satosho, Asakuchi District | 719-0302 | 3655 Shinjo | Incineration plant Satosho | Okayama Prefecture |  | Satosho Plant | 2 | 200 | 66666.66 | [5 empty] | 1999 | [12 empty] | 0.7
1137 | JP | Satsuma Town | 895-1817 | 2734-8 Yuda | Satsuma-cho Clean Center | Kagoshima Prefecture |  | Satsuma Clean Center | 2 | 40 | 13333.332 | [5 empty] | 1997
1138 | JP | Satsumasendai | 899-1922 | 5104 Kokuracho | Clean Center Sendai Satsumasendai | Kagoshima Prefecture |  | Clean Center Sendai | 2 | 135 | 44999.9955 | [5 empty] | 1995
1139 | JP | Sayama | 350-1324 | 1-12-1 Inariyama | Environmental Center Inariyama Sayama | Saitama Prefecture |  | Inariyama Sayama Plant | 3 | 165 | 54999.9945 | [5 empty] | 1996 | [12 empty] | 0.016
1140 | JP | Seika | 619-0244 | 84 Uchikoshi Koaza Kitainayazuma Oaza Soraku | Dirt processing western union county Sagara, Environmental Center Uchikoshi | Hyogo Prefecture, |  | Uchikoshi Plant | 2 | 60 | 19999.998 | [5 empty] | 1980
1141 | JP | Seiyo City | 797-1212 | 3-595 Nomuracho Nomura | Seiyo City Nomura Clean Center | Ehime Prefecture |  | Seiyo City Clean Center | 1 | 30 | 9999.999 | [5 empty] | 1993
1142 | JP | Seki | 501-3217, | 5960 Shimouchi | Gasification facility Seki | Gifu Prefecture | http://www18.ocn.ne.jp/~c-kouiki/ | Seki gasification plant | 3 | 168 | 55999.9944 | [5 empty] | 2003
1143 | JP | Sendai-Izumi | 981-3111 | Shiromae-135 Matsumori | Matsumori factory | Miyagi Prefecture |  | Sendai Matsumori | 3 | 600 | 207000 | 86 |  |  |  |  | 2005
1144 | JP | Sendai-Kuzuoka | 989-3121 | Kuzuoka-57-1 Goroku | Kuzuoka factory | Miyagi Prefecture |  | Sendai Kuzuoka | 2 | 600 | 199999.98 | [5 empty] | 1995
1145 | JP | Sendai-Imaizumi | 984-0835 | 103 Kaminitta | Imaizumi factory | Miyagi Prefecture |  | Sendai Imaizumi | 3 | 600 | 199999.98 | [5 empty] | 1985
1146 | JP | Setana Town, Kitahiyama district | 049-4516 | Kyowa 120-2 | Waste incineration treatment facilities Hiyama | Hokkaido Prefecture |  | Hiyama Waste Treatment | 2 | 25 | 8333.3325 | [5 empty] | 1986 | [12 empty] | 0.089
1147 | JP | Settsu city | 566-0035 | 1-3-1 Tsuruno | City Environmental Center Settsu | Osaka Prefecture | http://www.city.settsu.osaka.jp/0000000440.html | Settsu City Center | 2 | 180 | 59999.994 | [5 empty] | 1993 |  | yearly report dioxin | [10 empty] | 0.024
1148 | JP | Shibata | 959-2313 | Fujikake | Shibata regional Clean Center | Niigata Prefecture |  | Shibata Clean Center | 3 | 127.2 | 42399.9958 | [5 empty] | 1998
1149 | JP | Shibecha Town, Kawakami District | 088-2311 | 9-21 Kaiun | Clean Center Shibecha | Hokkaido Prefecture |  | Clean Center Shibecha | 1 | 13.44 | 4479.9996 | [5 empty] | 1995
1150 | JP | Shibukawa | 377-0006 | Miyukida, 3153-2 | Area and district center cleaning Shibukawa | Gunma Prefecture |  | Shibukawa Center | 2 | 233 | 77666.6589 | [5 empty] | 1993
1151 | JP | Shijonawate | 575-0063 | 1051 Kiyotaki | Katano Shijonawate union cleaning facility | Osaka Prefecture | http://www.shikouseisou-osaka.jp/ | Shikouseisou | 2 | 180 | 59999.994 | [5 empty] | 1973
1152 | JP | Shika Town, Hakui District, Noto Peninsula | 925-0123 | 11-103 Yada | Northern Center Ishikawa | Ishikawa Prefecture |  | Nothern Center Ishikawa | 2 | 160 | 53333.328 | [5 empty] | 2002 | [12 empty] | 4e-07
1153 | JP | Shiki | 354-0031 | 480 Katsuse Fujimi | Union sanitary district Shiki Fujimi | Saitama Prefecture |  | Shiki Fujimi Plant | 2 | 180 | 59999.994 | [5 empty] | 1986
1154 | JP | Shikoku City | 799-0404 | 1670-3 Nakanoshocho | Mishima City Clean Center facility in central Shikoku | Ehime Prefecture | https://www.city.shikokuchuo.ehime.jp | Shikoku Central | 3 | 150 | 49999.995 | [5 empty] | 2000
1155 | JP | Shikoku City | 799-0404 | 4086-1 Kawanoecho | Facility, central Shikoku Kawanoe | Ehime Prefecture | https://www.city.shikokuchuo.ehime.jp | Shikoku Kawanoe | 1 | 50 | 16666.665 | [5 empty] | 1981
1156 | JP | Shimada City | 427-0034 | 7 Ita | Tashiro environment Plaza Shimada | Shizuoka Prefecture | http://www.city.shimada.shizuoka.jp | Tashiro Shimada | 2 | 148 | 49333.3284 | [5 empty] | 2006
1157 | JP | Shimamoto, Mishima District | 618-0003 | 490 Shakudai | Incineration plant Shimamoto-cho | Osaka Prefecture |  | Incineration Plant Shimamoto | 2 | 46 | 15333.3318 | [5 empty] | 1991
1158 | JP | Shimanto | 787-0776 | 1544 Kaminodoi | Hata Clean Center | Kochi Prefecture | http://www.hata-e.co.jp/ | Hata Clean Center | 2 | 140 | 46666.662 |  |  | 2 |  |  | 2012
1159 | JP | Shimanto | 786-0066 | 147-1 Soranokawa | Shimanto Clean Center | Kochi Prefecture, Takaoka District |  | Shimanto Clean Center | 2 | 120 | 39999.996 | [5 empty] | 2002
1160 | JP | Shimizu, Kamikawa District | 089-0356 | 83-8 Haobi | Cleaning center Shimizu-cho | Hokkaido Prefecture |  | Shimizu Cleaning Center | 1 | 15 | 4999.9995 | [5 empty] | 1990 | [12 empty] | 0.18
1161 | JP | Shimonoseki | 751-0881 | 378 Ida | Okuyama Shimonoseki Plant | Yamaguchi Prefecture |  | Okuyama Shimonoseki Plant | 2 | 400 | 133333.32 | [5 empty] | 2002
1162 | JP | Shimosuwa | 393-0000 | 652-4 Sonota suwa-gun | Shimosuwa town cleaning center | Nagano Prefecture |  | Shimosuwa Town Center | 2 | 110 | 37950 |  | 9 |  |  |  | 1998
1163 | JP | Shimotsuke, | 329-0412 | 267-6 Shiba | Cleaning northern regional health center union Koyama | Tochigi Prefecture |  | Union Koyama North C. | 2 | 40 | 13333.332 | [5 empty] | 1991 | [12 empty] | 2.8
1164 | JP | Shimotsuma | 304-0054 | 1100 Nakaizashi | Silk waste treatment facilities clean port-regional area local union affairs Shimotsuma | Ibaraki Prefecture | http://www.kouiki-shimotsuma.or.jp/cp/port.html | Shimotsuma Clean Center | 2 | 200 | 66666.66 | [5 empty] | 1997
1165 | JP | Shinhidaka, Hidaka District | 056-0011 | 169 Shizunaimauta | Environmental Center Central Hidaka | Hokkaido Prefecture |  | Center for Central Hidaka | 2 | 38 | 12666.6654 | [5 empty] | 2002 | [12 empty] | 0.04
1166 | JP | Shinshiro, | 441-1322 | Toida-56 Hiyoshi | Clean Center Shinjo City Hall | Aichi Prefecture |  | Shinjo Clean Center | 2 | 60 | 19999.998 | [5 empty] | 2000
1167 | JP | Shintoku town |  | Tokachi National Hwy | General waste intermediate treatment facilities Shintoku town | Hokkaido Prefecture |  | Shintoku Town facility | 1 | 12 | 3999.9996 | [5 empty] | 1997
1168 | JP | Shiogama | 985-0006 | ３９−４７ Suginoiriura | Incineration plant Shiogama | Miyagi Prefecture | http://www.city.shiogama.miyagi.jp/ | Incineration Plant Shiogama | 1 | 90 | 29999.997 | [5 empty] | 1975
1169 | JP | Shiojiri |  | Kakizawa, 303 | Asahi sanitation union Clean Center Shiojiri | Nagano Prefecture |  | Clean Center Shiojiri | 2 | 90 | 29999.997 | [5 empty] | 1991
1170 | JP | Shirahama Town | 649-2321 | 749 Horo | Shirahama Cleaning Center | Wakayama Prefecture, Nishimuro District | http://www.town.shirahama.wakayama.jp/ | Shirahama Clean Center | 2 | 82 | 27333.3306 | [5 empty] | 1995
1171 | JP | Shirahama Town |  | Hioki 2119 | Waste incineration plant Hikigawa | Wakayama Prefecture | http://www.town.shirahama.wakayama.jp/seikatukankyo/hikisyoukyakuzyou.html | No Info | 2 | 12 | 3999.9996 | [5 empty] | 1990 | [12 empty] | 3
1172 | JP | Shirakawa | 961-0023 | 1 Kameishi | Clean Center Nishishirakawa region | Fukushima Prefecture |  | Nishishirakwa Region Center | 2 | 120 | 39999.996 | [5 empty] | 1995
1173 | JP | Shiraoka, Minamisaitama district |  | 1279-5 Shinozu | Environmental Center Shiraoka Hasuda | Saitama Prefecture | http://shiraokamachi.blog.shinobi.jp/Entry/80/ | Environmental Center Shiraoka | 3 | 270 | 89999.991 | [5 empty] | 1994
1174 | JP | Shirosato Town | 311-4314 | 1680 Shimofuruuchi | Environmental Center Johoku | Ibaraki Prefecture, Higashiibaraki District |  | Johoku Center | 2 | 90 | 29999.997 | [5 empty] | 1984
1175 | JP | Shisui, Inba District | 285-0913 | 1506 Sumi | town cleaning Sakura | Chiba Prefecture | http://www.ss-seisou.jp/ | Town Cleaning Sakura | 4 | 320 | 106666.656 | [5 empty] | 2005
1176 | JP | Shizuoka City, | 420-0905 | 1224 Minaminumagami | Numakami incineration plant | Shizuoka Prefecture |  | Numakami Incinerator | 3 | 600 | 199999.98 | [5 empty] | 1995
1177 | JP | Shizuoka City, | 420-0905 | 1224 Minaminumagami | Numakami incineration plant (ash melting facility) | Shizuoka Prefecture |  | Numakami Melting Fac. | 2 | 120 | 39999.996 | [5 empty] | 2004
1178 | JP | Shizuoka City-Aoi | 421-2116 | 553 Nishigaya | Nishigaya DMS Plant | Shizuoka Prefecture |  | Nishigaya Plant | 2 | 500 | 166666.65 | [5 empty] | 2010
1179 | JP | Shodoshima | 761-4304 | 1371-1 Murou | Clean Center Shodoshima | Kagawa Prefecture, Shodoshima Island |  | Clean C. Shodoshima Island | 2 | 50 | 16666.665 | [5 empty] | 1994 | [12 empty] | 1.1
1180 | JP | Soraku District | 619-1226 | Amatsutsumi-18-1 Shimojima | Clean Center Eastern Sagara | Kyoto Prefecture |  | Clean Center Eastern Sagara | 2 | 20 | 6666.666 | [5 empty] | 1998
1181 | JP | Sosa, | 289-2152, | 107 Matsuyama | Incineration plant in Matsuyama | Chiba Prefecture |  | Incineration Plant Matsuyama | 2 | 80 | 26666.664 | [5 empty] | 1984 | [12 empty] | 0.6
1182 | JP | Sugito Town, Kitakatsushika District | 345-0001 | 577 Kizuuchi | Sugito town center environment | Saitama Prefecture |  | Sugito Town Center Env. | 2 | 84 | 27999.9972 | [5 empty] | 1997
1183 | JP | Suita | 565-0826 | 4-1 Senribanpakukoen | Resource Recycling Energy Center, Suita | Osaka Prefecture |  | RREC Suita | 2 | 480 | 159999.984 | [5 empty] | 2010
1184 | JP | Sukagawa |  | Morijuku, Biwanokubi43-1 | Waste treatment facilities Sukagawa | Fukushima Prefecture |  | Sukagawa facility | 2 | 100 | 33333.33 | [5 empty] | 1990
1185 | JP | Susono | 410-1114 | 215-2 Ohata | Beautification Center Susono | Shizuoka Prefecture | http://www.city.susono.shizuoka.jp/saijiki/index.php | Susono Center | 2 | 93 | 30999.9969 | [5 empty] | 1988 | [12 empty] | 0.24
1186 | JP | Suttsu Town | 048-0403 | 57-1 Masadomari | Sanitation union Shiribeshi Southern | Hokkaido Prefecture |  | Shiribeshi South Center | 1 | 18 | 5999.9994 | [5 empty] | 1994
1187 | JP | Suwa |  | Kamisuwa, 13338-111 | Cleaning center Suwa (North) | Nagano Prefecture |  | Clean Center Suwa | 2 | 80 | 26666.664 | [5 empty] | 1987 | [12 empty] | 0.5
1188 | JP | Suzaka | 382-0000 | Yonago 1218-4 Oaza | Cleaning center Suzaka Nagano | Nagano Prefecture | http://www.city.suzaka.nagano.jp/seikatsu/gomi/seisoucenter/ | Cl. Center Suzaka Nagano | 2 | 50 | 16666.665 | [5 empty] | 1978
1189 | JP | Suzuka City |  | Misonocho, 3688 | Cleaning center Suzuka | Mie Prefecture |  | Cleaning Center Suzuka | 3 | 270 | 89999.991 | [5 empty] | 2002
1190 | JP | Tachikawa City | 190-0001 | 9 Wakaba-cho, Tachikawa Dori | Tachikawa incineration plant | Tokyo Prefecture | http://www.city.tachikawa.lg.jp | Tachikawa plant | 3 | 280 | 96600 |  | 20 |  |  |  | 1997 |  | Annual report
1191 | JP | Tadaoka, Senboku District | 595-0814 | 2-5-46 Niihama | Clean Center town hall Tadaoka | Osaka Prefecture |  | Tadeoka Clean Center | 1 | 30 | 9999.999 | [5 empty] | 1986 | [12 empty] | 0.022
1192 | JP | Tahara, | 441-3401 | Nigo-2-91 Midorigahama | Tahara Hall Recycling Center | Aichi Prefecture | http://www.gsj-tanseikan.co.jp/ | Tahara Center | 2 | 60 | 19999.998 | [5 empty] | 2005
1193 | JP | Tahara | 441-3502 | Nishiyama-1-68 Akabanecho | Environmental Center Akabane Tahara | Aichi Prefecture |  | Tahara Akabane Center | 1 | 5 | 1666.6665 | [5 empty] | 1994
1194 | JP | Tainai | 959-2608 | 7-123 Tomioka | Nakajo district refuse incineration | Niigata Prefecture |  | Tainai Nakajo Center | 2 | 100 | 33333.33 | [5 empty] | 1987
1195 | JP | Taiwa, Kurokawa District | 981-3625, | Nekokita-50 Yoshida | Environmental Management Center union Kurokawa | Miyagi Prefecture |  | Environ. Center Kurokawa | 2 | 80 | 26666.664 | [5 empty] | 1980
1196 | JP | Tajimi City |  | Kasaharacho, 4022-7 | Tajimi City, Kasahara Clean Center | Gifu Prefecture | http://www.city.tajimi.gifu.jp/kankyo/kasahara_clean/shoukyaku.htm | Tajimi Kasahara Plant | 2 | 144 | 47999.9952
1197 | JP | Tajimi City | 507-0045 | 37 Sannokuracho Shishiba | Center dust San'nokura Tajimi City | Gifu Prefecture |  | Tajimi Sannukuracho plant | 2 | 170 | 56666.661 | [5 empty] | 2003
1198 | JP | Tajiri City, Sennan district | 598-0091 | 290 Kashoji | Tajiri-cho union cleaning facility Izumisano | Osaka Prefecture | http://www.rinku.zaq.ne.jp/sanotajiri/ | Tajiri Center | 3 | 240 | 79999.992 | [5 empty] | 1986
1199 | JP | Takahata Town, Higashiokitama District | 999-2172 | 2933 Natsumo | Clean Center Chiyoda | Yamagata | http://www.okikou.or.jp/jigyousyosyoukai/chiyo.htm | Clean Center Chiyoda | 3 | 255 | 84999.9915 | [5 empty] | 1998
1200 | JP | Takamatsu | 761-1503 | Dai 3 Go-2084-1 Shionoecho Yasuharashimo | Takamatsu South | Kagawa Prefecture |  | Takamatsu South | 3 | 300 | 99999.99 | [5 empty] | 2004
1201 | JP | Takamatsu | 761-8046 | 930-1 Kawanabecho | Takamatsu Seibu | Kagawa Prefecture |  | Takamatsu Seibu | 2 | 280 | 93333.324 | [5 empty] | 1987
1202 | JP | Takaoka City |  | Chokeiji | Takaoka clean center | Toyama Prefecture |  | Takaoka Clean Center | 3 | 270 | 89999.991 | [5 empty] | 1980
1203 | JP | Takarazuka | 665-0827 | 1-2-15 Kohama | Clean Center Takarazuka | Hyogo Prefecture | http://www.city.takarazuka.hyogo.jp | Takarazuka Clean Center | 2 | 320 | 110400 |  | 35 |  |  |  | 1988
1204 | JP | Takasago City | 676-0074 | 6-1-1 Umei | Garbage Disposal Facilities Division work Takasago City | Hyogo Prefecture |  | Takasago Center | 2 | 194 | 64666.6602 | [5 empty] | 2003
1205 | JP | Takasaki | 370-3333 | 248-1 Takahamamachi | Takahama Clean Center | Gunma Prefecture | http://www.city.takasaki.gunma.jp/ | Takahama Clean Center | 3 | 450 | 149999.985 | [5 empty] | 1988
1206 | JP | Takatsuki, | 569-0021 | 3-8-1 Maeshima | Takatsuki I | Osaka Prefecture |  | Takatsuki I, II | 2 | 300 | 99999.99 | [5 empty] | 1980
1207 | JP | Takatsuki, | 569-0021 | 3-8-1 Maeshima | Takatsuki I | Osaka Prefecture |  | Takatsuki I, II | 2 | 360 | 119999.988 | [5 empty] | 1995
1208 | JP | Takayama |  | Sanfukujimachi, 1800 | Recycling Resource Center Takayama | Gifu Prefecture | http://www.city.takayama.lg.jp/seikatsukankyou/seisoukoujou.htm | Takayama Resource Center | 2 | 100 | 34500 |  | 8 |  |  |  | 1986
1209 | JP | Takeo |  | Asahicho Oaza Nakano, 8075-6 | Incineration facilities Fuji Clean Center | Saga prefecture | http://www.kitou-web.jp/shisetsu/index.html#shisetsu05 | Fuji Clean Center | 3 | 138 | 45999.9954 | [5 empty] | 1989
1210 | JP | Takinoue |  | Takinouegenya | Clean Center | Hokkaido Prefecture |  | Takinoue | 2 | 27 | 8999.9991 | [5 empty] | 1989
1211 | JP | Takizawa Village, Iwate District | 020-0173 | Oishiwatari-332-2 | Takizawa DMS Facility | Iwate Prefecture |  | Takizawa plant | 2 | 100 | 33333.33 | [5 empty] | 2002
1212 | JP | Taku City | 846-0002 | 4368-3 Kitatakumachi Oaza Kosamurai | Taku cleaning center city | Saga Prefecture |  | Taku Center | 1 | 30 | 9999.999 | [5 empty] | 1976
1213 | JP | Tama City | 206-0035 | 2-1-1 Karakida | Tama II Incineration Plant | Tokyo Prefecture | http://www.tama-seisokojo.or.jp/ | Tama City Incineration Plant | 2 | 400 | 133333.32 | [5 empty] | 1998
1214 | JP | Tamamura town, Sawa District | 370-1104 | 158-1 Kamifukushima | Clean Center Safety Division Tamamura town | Gunma Prefecture |  | Clean Center Tamamura Town | 2 | 90 | 29999.997 | [5 empty] | 1990 | [12 empty] | 0.08
1215 | JP | Tamano |  | Tsuchigahara, 3072-5 | Eastern Tamano cleaning center | Okayama Prefecture |  | Eastern Tamano Center | 2 | 150 | 49999.995 | [5 empty] | 1978
1216 | JP | Tamura District | 963-3603 | Yadaijin-48-29 Takinemachi Hirose | Eastern Environmental Center Tamura | Fukishima Prefecture |  | Eastern CenterTamura | 2 | 30 | 9999.999 | [5 empty] | 1996
1217 | JP | Tamura District, Miharu | 963-7782 | Hosouchi-1 Tomizawa | Tamura Western Environment Centre | Fukishima Prefecture |  | Tamura West Center | 1 | 40 | 13333.332 | [5 empty] | 2006
1218 | JP | Tanabe | 646-0053 | 2291-6 Motomachi | Tanabe waste treatment plant | Wakayama Prefecture | http://www.city.tanabe.lg.jp/ | Tanabe Waste Treatment | 2 | 100 | 33333.33 | [5 empty] | 1996 | [12 empty] | 1.8
1219 | JP | Tatebayashi City | 374-0043 | 2447-26 Naegicho | Cleaning center Tatebayashi City Hall | Gunma Prefecture |  | Cleaning Center Tatebayashi | 2 | 100 | 33333.33 | [5 empty] | 1986
1220 | JP | Tateyama |  | Idenoo, 538 | Cleaning center Tateyama | Chiba Prefecture |  | Cleaning Center Tateyama | 2 | 100 | 33333.33 | [5 empty] | 1984
1221 | JP | Tatsuno | 679-4012 | 513-1 Issaicho Maeji | Clean Center Tatsuno | Hyogo Prefecture | http://www.iryu-eisei.jp/ | Clean Center Tatsuno | 2 | 120 | 39999.996 | [5 empty] | 1997
1222 | JP | Tenri City | 632-0084 | 180 Kabatacho | Tenri Clean Center | Nara Prefecture |  | Clean Center Tenri | 2 | 220 | 73333.326 | [5 empty] | 1982
1223 | JP | Toba |  |  | Tobashisei Union, DMS Facility | Mie Prefecture | http://rlodms.com/v1_1_6/#a01-list-index-page |  | 2 | 95 | 31666.6635 | [5 empty] | under construction
1224 | JP | Tochigi | 328-0131 | 456-32 Azusamachi | Tochigi Clean Center | Tochigi Prefecture | http://www.kouiki.tochigi.tochigi.jp/ | Tochigi Clean Center | 2 | 237 | 81765 |  | 34 |  |  |  | 2003
1225 | JP | Toda City |  | Bijogi | Sanitation Center Toda | Saitama Prefecture |  | Toda Center | 3 | 270 | 89999.991 | [5 empty] | 1992
1226 | JP | Toei, Kitashitara District, |  | Kobayashinakada-140 Furikusa, | Clean Center Nakata | Aichi Prefecture |  | Clean Center Nakata | 2 | 20 | 6666.666 | [5 empty] | 1992
1227 | JP | Togane City | 283-0832 | 340 Mikajiri | Three cities and towns clean center Togane | Chiba Prefecture |  | Togane Clean Center | 3 | 210 | 69999.993 | [5 empty] | 1998
1228 | JP | Togo Town, Aichi District | 470-0151 | Dodo-51-23 Morowa | Togo union Sanitation Center | Aichi Prefecture | http://c101m88q.securesites.net/ | Togo Center | 2 | 200 | 66666.66 | [5 empty] | 1997
1229 | JP | Tohuko Town | 039-2664 | 72 Otsutomo | Kamikita cleaning center in central | Aomori Prefecture, Kamikita District |  | Kamikita Cleaning Center | 2 | 60 | 19999.998 | [5 empty] | 2000
1230 | JP | Tokai City | 476-0003 | Okuyama-10-48 Araomachi | Cleaning center Tokai City | Aichi Prefecture | http://www.city.tokai.aichi.jp/ | Clean Center Tokai City | 2 | 160 | 53333.328 | [5 empty] | 1995 | [12 empty] | 0.4
1231 | JP | Tokai-mura | 319-1112 | 2083 Muramatsu | Cleaning center in Tokai-mura | Ibaraki Prefecture | http://www.vill.tokai.ibaraki.jp/ | Tokai-mura Cleaning Center | 2 | 90 | 29999.997 | [5 empty] | 1992
1232 | JP | Tokamachi |  | Ushi, 915-2 | Eco-Clean Center | Niigata Prefecture |  | Tokamachi Center | 2 | 90 | 29999.997 | [5 empty] | 1993
1233 | JP | Toki |  | Izumichokujiri | Toki Environmental Center | Gifu Prefecture |  | Toki Environmental Center | 3 | 70 | 23333.331 | [5 empty] | 1990
1234 | JP | Tokoname-Taketoyo, Chita District | 470-2301 | 27 Itchoda | Clean Center Taketoyo union health Tokoname | Aichi Prefecture | http://www.tokotake.jp/ | Tokoname Taketoyo | 2 | 150 | 51750 |  | 15 |  |  |  | 1990 | [12 empty] | 0.01
1235 | JP | Tokorozawa City | 359-0015 | 895-1 Hibita | Clean Center Eastern Tokorozawa City | Saitama Prefecture | http://www.city.tokorozawa.saitama.jp/kurashi/gomi/tobucleancenter/index.html | Tokorozawa East Center | 4 | 290 | 96666.657 |  | 5 |  |  |  | 2003 | FF, Wet, AC, SCR
1236 | JP | Tokorozawa City | 359-1167 | 1-320 Hayashi | Seibu Clean Center Tokorozawa City | Saitama Prefecture | http://www.city.tokorozawa.saitama.jp/kurashi/gomi/sebucleancenter/index.html | Seibu Clean Center | 2 | 144 | 47999.9952 | [5 empty] | 1989
1237 | JP | Tokushima City | 770-8011 | Motobari-43-1 Rondencho | Eastern Incineration Facility Tokushima City | Tokushima Prefecture | http://www.city.tokushima.tokushima.jp/siminkankyo_seisaku/sisetu01.html | Tokushima East Incinerator | 2 | 190 | 63333.327 | [5 empty] | 1979
1238 | JP | Tokushima City | 779-3119 | Kuwazoe-18-1 Kokufucho Kitaiwanobu | Western Incineration Facility Tokushima City | Tokushima Prefecture | http://www.city.tokushima.tokushima.jp/siminkankyo_seisaku/sisetu02.html | Tokushima West Incinerator | 2 | 180 | 59999.994 | [5 empty] | 1991
1239 | JP | Tokyo-Adachi | 121-0812 | 4-7-1 Adichi-Ku Nishihokima | Adachi Incineration Plant | Tokyo City 23 | http://www.union.tokyo23-seisou.lg.jp/ | Tokyo Adachi | 2 | 700 | 233333 |  | 16.2 | 20322 | 3543 |  | 2005 |  | Annual report 2011
1240 | JP | Tokyo-Chuo | 104-0053 | 5-2-1 Harumi, Chuo-ku | Chuo Central Plant | Tokyo City 23 | http://www.union.tokyo23-seisou.lg.jp/ | Tokyo Central | 2 | 600 | 200000 |  | 15 | 52179 | 444 |  | 2001 |  | Annual report 2011 | < 1 | [8 empty] | < 0,05 | 0.0008
1241 | JP | Tokyo-Edogawa | 132-0013 | 2-10-Edogawa-ku Edogawa | Edogawa Incineration Plant | Tokyo City 23 | http://www.union.tokyo23-seisou.lg.jp/ | Tokyo Edogawa | 2 | 600 | 200000 |  | 12.3 | 32077 | 578 |  | 1997 | FF, Wet, SCR | Annual report 2011 |  |  | ave 82
1242 | JP | Tokyo-Itabashi | 175-0082 | 9-48-1Takashimadaira | Itabashi Incineration Plant | Tokyo City 23 | http://www.union.tokyo23-seisou.lg.jp/ | Tokyo Itabashi | 2 | 600 | 200000 |  | 13.2 | 21600 | 323 |  | 2002 |  | Annual report 2011
1243 | JP | Tokyo-Katsushika | 125-0032 | 1-20-1 Katsushika-ku Mizumoto | Katsushika Incineration Plant | Tokyo City 23 | http://www.union.tokyo23-seisou.lg.jp/ | Tokyo Katsushika | 2 | 500 | 166666 |  | 13.5 | 23072 | 2281 |  | 2006 |  | Annual report 2011
1244 | JP | Tokyo-Kita | 115-0042 | 1-2-36 Kita-ku Shima | Kita North Plant | Tokyo City 23 | http://www.union.tokyo23-seisou.lg.jp/ | Tokyo North, Kita | 1 | 600 | 207000 |  | 11.5 | 27600 | 1878 |  | 1998 |  | Annual report 2011
1245 | JP | Tokyo-Koto | 136-0081 | 3-1-1 Koto Yumenoshima | New Koto Waste disposal facilities | Tokyo City 23 | http://www.union.tokyo23-seisou.lg.jp/ | Tokyo New Koto fac | 3 | 1800 | 600000 |  | 50 | 94000 | 0 |  | 1998 |  | Annual report 2011 | < 1 | < 2,5 | ave 72 |  |  | < 2,8 |  |  |  | < 0,005 | 0.00137
1246 | JP | Tokyo-Koto | 135-0063 | 2-3-10 Ariake | Ariake Incineration Plant | Tokyo City 23 | http://www.union.tokyo23-seisou.lg.jp/ | Tokyo Ariake | 2 | 400 | 138000 |  | 5.6 | 311 | 67500 |  | 1994 |  | Annual report 2011
1247 | JP | Tokyo-Koto | 135-0064 | Qinghai | Shredded solid waste disposal facility | Tokyo City 23 | http://www.union.tokyo23-seisou.lg.jp/chubo/kanri/kojo/chubo/gaiyo.html | Tokyo Shred. solid waste fac. | 1 | 180 | 59999.994 | [5 empty] | 1992
1248 | JP | Tokyo-Koto | 135-0064 | Qinghai | Chubo Ash Melting facility | Tokyo City 23 | http://www.union.tokyo23-seisou.lg.jp/chubo/kanri/kojo/chubo/gaiyo.html | Tokyo Chubo Ash | 4 | 400 | 133333.32 | [5 empty] | 2006 |  | Annual report 2011
1249 | JP | Tokyo-Meguro | 153-0062 | 2-19-43 Mita, Meguro-ku | Meguro Plant | Tokyo City 23 | http://www.union.tokyo23-seisou.lg.jp/ | Tokyo Meguro | 2 | 600 | 200000 |  | 11 | 22989 | 1724 |  | 1991 |  | Annual report 2011
1250 | JP | Tokyo-Minato | 108-0075 | 5-7-1 Konan, Minato-Ku | Minato Harbour incineration plant | Tokyo City 23 | http://www.union.tokyo23-seisou.lg.jp/ | Tokyo Minato WTE | 3 | 900 | 310500 |  | 22 | 46254 | 0 |  | 1999 | Bag filter, wet scrubber, SCR | Tokyo Minato Annual report 2011 | < 1 | <2,5 | ave 72 | no info | no info | < 2,8 |  |  |  | < 0,005 | 0.0017
1251 | JP | Tokyo-Nerima | 179-0072 | 5-3-1 Nerima-Ku Hikarigaoka | Hikarigaoka Incineration Plant | Tokyo City 23 | http://www.union.tokyo23-seisou.lg.jp/ | Tokyo Hikarigoaka | 2 | 300 | 100000 |  | 4 | 12224 | 42627 |  | 1983 |  | Annual report 2011
1252 | JP | Tokyo-Nerima |  | 11 Tanihara 6-chome Nerima | Nerima incineration plant | Tokyo City 23 | http://www.union.tokyo23-seisou.lg.jp/ | Tokyo Nerima | 2 | 600 | 199999.98 | [5 empty] | Retrofit
1253 | JP | Tokyo-Ota | 143-0003 | 3-6-1 Otakeihinjima | Ota Incineration Plant | Tokyo City 23 | http://www.union.tokyo23-seisou.lg.jp/ | Tokyo Ota | 3 | 600 | 200000 |  | 12 | 19597 | 0 |  | 1989 |  | Annual report 2011 |  |  | 103
1254 | JP | Tokyo-Ota | 146-0092 | 2-33-1 Ota-ku Shimomaruko | Tamagawa Incineration Plant | Tokyo City 23 | http://www.union.tokyo23-seisou.lg.jp/ | Tokyo Tamagawa | 2 | 300 | 100000 |  | 6.4 | 12962 | 1032 |  | 2003 |  | Annual report 2011 | ave 1 | ave 2,5 | ave 72 | no info | no info | ave 2,8 |  |  |  | ave 0,005 | 1.6e-06
1255 | JP | Tokyo-Setagaya | 156-0056 | 2-7-1, Setagaya-ku Hachimanyama | Chitose Incineration Plant | Tokyo City 23 | http://www.union.tokyo23-seisou.lg.jp/ | Tokyo Chitose | 1 | 600 | 200000 |  | 12 | 44720 | 4370 |  | 1996 |  | Annual report 2011
1256 | JP | Tokyo-Setagaya | 157-0074 | 1-1-1 Okura Setagaya | Setagaya Incineration Plant | Tokyo City 23 | http://www.union.tokyo23-seisou.lg.jp/ | Tokyo Setagaya | 2 | 300 | 100000 |  | 6.75 | 1302 | 0 |  | 2008 | FF, Wet, SCR | Annual report 2011 | ave 1 | ave 2,5 | ave 66 | no info | no info | ave 2,9 |  |  |  | ave 0,005 | 0.0005
1257 | JP | Tokyo-Shibuya | 150-0011 | 1-35-1 Higashi, Shibuya | Shibuya Incineration Plant | Tokyo City 23 | http://www.union.tokyo23-seisou.lg.jp/ | Tokyo Shibuya | 1 | 200 | 66667 |  | 4.2 | 9088 | 0 |  | 2001 | FF, WET, SCR | Annual report 2011 |  |  | 60
1258 | JP | Tokyo-Shinagawa | 140-0003 | 1-4-1, Shinagawa Yashio | Shinagawa Incineration Plant | Tokyo City 23 | http://www.union.tokyo23-seisou.lg.jp/ | Tokyo Shinagawa | 2 | 600 | 200000 |  | 15 | 28681 | 38739 |  | 2005 |  | Annual report 2011 | ave 1 |  | ave 86 | [7 empty] | 0.0016
1259 | JP | Tokyo-Suginami | 168-0072 | 3-7-6, Suginami-ku, Takaidohigashi | Suginami Waste disposal facilities | Tokyo City 23 | http://www.union.tokyo23-seisou.lg.jp/ | Tokyo Suginami fac | 3 | 900 | 300000 |  | 6 |  |  |  | Retrofit
1260 | JP | Tokyo-Sumida | 131-0042 | 1-10-23 Sumida-Ku Higashisumida | Sumida Incineration Plant | Tokyo City 23 | http://www.union.tokyo23-seisou.lg.jp/ | Tokyo Sumida | 1 | 600 | 200000 |  | 13 | 39300 | 2111 |  | 1997 |  | Annual report 2011 | ave 1 | ave 2,5 | ave 72 | no info | no info | ave 2,8 |  |  |  |  | 0.00087
1261 | JP | Tokyo-Toshima | 170-0012 | 2-5-1 Toshima-ku Kamiikebukuro | Toshima Waste disposal facilities | Tokyo City 23 | http://www.union.tokyo23-seisou.lg.jp/ | Tokyo Toshima | 2 | 400 | 138000 |  | 7.8 | 12000 | 5278 |  | 1999 | FF, Wet, SCR | Annual report 2011
1262 | JP | Tomakomai-Itoi | 053-0814 | 402-4 Itoi | Cleaning center Tomakomai Itoi | Hokkaido Prefecture |  | Tomakomai-Itoi | 1 | 200 | 66666.66 | [5 empty] | 1982
1263 | JP | Tomakomai | 059-1364 | 2-25 Numanohata | Clean Center Numanohata Tomakomai | Hokkaido Prefecture |  | Numanohata Tomokomai | 2 | 210 | 69999.993 | [5 empty] | 1999
1264 | JP | Tome | 987-0353 | 111-7 Toyosatocho Hirabayashi | Clean Center Tome | Miyagi Prefecture |  | Tome Clean Center | 2 | 120 | 39999.996 | [5 empty] | 1989
1265 | JP | Tomioka City | 370-2317 | 187-1 Kamitakao | Cleaning center Tomioka City Hall | Gunma Prefecture | http://www.city.tomioka.lg.jp/ | Tomioka Cleaning Center | 2 | 112.5 | 37499.9963 | [5 empty] | 1993
1266 | JP | Tomisato | 286-0221 | 654 Nanae | Clean Center City Hall Tomisato | Chiba Prefecture |  | Tomisato Clean Center | 2 | 50 | 16666.665 | [5 empty] | 1998 | [12 empty] | 0.0083
1267 | JP | Tonami | 939-1315, | 1873-1 Ota | General waste treatment facility Tonami Clean Center | Toyama Prefecture | http://www.tokouiki.jp/article/shisetu2-s.html | Tonami Clean Center | 2 | 70 | 23333.331 | [5 empty] | 1991 | [12 empty] | 0.1
1268 | JP | Tōon City | 791-0201 | Yamanouchi 662 | Toon City Clean Center | Ehime Prefecture |  | Toon City Clean Center | 2 | 66 | 21999.9978 | [5 empty] | 1997
1269 | JP | Tosa City | 781-1111 | 2290 Kitaji | Kitahara Clean Center | Kochi Prefecture |  | Kitahara Tosa | 2 | 120 | 39999.996 | [5 empty] | 1998
1270 | JP | Toshima Village |  |  | Toshima Municipal Sanitation Center | Tokyo Prefecture | http://www.toshimamura.org/ | NO INFO | 1 | 2.5 | 833.3333
1271 | JP | Tosu City, Miyaki district |  | Minobaru, 4372 | Miyaki-melting Recycling Center Western Tosu | Saga Prefecture | http://www.3r-manabi.jp/ | Miyaki Tosu Melting Center | 2 | 132 | 43999.9956 | [5 empty] | 2004
1272 | JP | Tottori City | 689-0357 | 2160 Ketakacho Yakkami | Nagao, clean station Tottori | Tottori Prefecture |  | Nagao Tottoiri | 2 | 75 | 24999.9975 | [5 empty] | 1994
1273 | JP | Tottori City | 680-1173 | 228 Nishiimazaike | Incineration plant Kamiya Tottori City | Tottori Prefecture | http://www.city.tottori.lg.jp | Tottori Kamiya Plant | 2 | 270 | 89999.991 | [5 empty] | 1992
1274 | JP | Towada, | 034-0051 | Okubo-60-3 Denpoji | Waste incineration facility Towada | Aomori Prefecture |  | Towada incineration Center | 2 | 150 | 49999.995 | [5 empty] | 1984 | [12 empty] | 0.008
1275 | JP | Toyama City, Tateyama-machi | 930-0247 | Suesanga 103-3 | Clean Center Toyama | Toyama Prefecture | http://www.toyama-kouiki.jp/ | Toyama Clean Center | 3 | 810 | 269999.973 | [5 empty] | 2003
1276 | JP | Toyohashi City | 441-3125 | Nishi-530 Hoeicho | Recycling Center Toyohashi | Aichi Prefecture |  | Toyohashi Center | 3 | 550 | 183333.315 | 21 |  |  |  |  | 2002
1277 | JP | Toyokawa City |  | Hirao parent hill | Incineration plant Toyokawa A | Aichi Prefecture | http://www.city.toyokawa.lg.jp/ | Toyokawa A | 2 | 134 | 44666.6622 | [5 empty] | 1991
1278 | JP | Toyokawa City |  | Hirao parent hill | Incineration plant Toyokawa B | Aichi Prefecture | http://www.city.toyokawa.lg.jp/ | Toyokawa B | 2 | 130 | 43333.329 | [5 empty] | 2003
1279 | JP | Toyonaka | 664-0843 | Iwaya 2-chome, 4-12 | Toyonaka-Itami, | Osaka Prefecture |  | Toyonaka-Itami I | 3 | 675 | 224999.9775 | [5 empty] | 1975
1280 | JP | Toyonaka | 664-0843 | Iwaya 2-chome, 4-12 | Toyonaka-Itami ll | Osaka prefecture |  | Toyonaka-Itami II | 1 | 195 | 64999.9935 | [5 empty] | 1994
1281 | JP | Toyooka |  | Iwai, 150 | Toyooka cleaning center | Hyogo Prefecture | http://www.city.toyooka.lg.jp/www/contents/1116487125906/index.html | Toyooka Cleaning Center | 2 | 140 | 46666.662 | [5 empty] | 1987
1282 | JP | Toyota City | 470-1202 | Togaricho, Daimyojin39 | Toyota City plant | Aichi Prefecture | http://www.city.toyota.aichi.jp | Toyota City WtE | 3 | 405 | 134999.9865 | 25 |  |  |  |  | 2007 |  | Annual report
1283 | JP | Toyota City | 470-0422 | Okuyama-516-4 Shimokawaguchicho | Fujioka Plant | Aichi Prefecture |  | Toyota City Fuijioka | 1 | 90 | 29999.997 | [5 empty] | 1994
1284 | JP | Tsu City |  | Katadatanakacho 1304 | Seibu Clean Center Tsu | Mie Prefecture |  | Seibu Clean Center Tsu | 2 | 240 | 79999.992 | [5 empty] | 1979
1285 | JP | Tsu City | 514-1254 | Moricho, 2438-1 | Refuse disposal facility Tsu City | Mie Prefecture |  | Tsu City South | 2 | 200 | 66666.66 | [5 empty] | 1998
1286 | JP | Tsubame | 959-0213 | 777 Yoshidayoshiei | Union General Secretary-Yahiko, Waste treatment plant | Niigata Prefecture | http://www.tysogo.jp/ | Yahiko Plant | 2 | 80 | 26666.664 | [5 empty] | 1984 | [12 empty] | 0.4
1287 | JP | Tsubame | 959-0213 | 755 Yoshidayoshiei | Union General Secretary-Yahiko, Fluidized bed furnace Environmental Center | Niigata Prefecture |  | Fluidized bed Furnace | 2 | 78 | 25999.9974 | [5 empty] | 1995 | [12 empty] | 1.8
1288 | JP | Tsuchiura City | 300-0849 | 1811-1 Nakamuranishine | Tsuchiura City Hall cleaning Center, | Ibaraki Prefecture | http://www.city.tsuchiura.lg.jp | Tsuchiura Cleaning Center | 3 | 209 | 69666.6597 | [5 empty] | 1992
1289 | JP | Tsugaru | 037-0102 | Shirahata-11-1 Inagakicho Shigeta | Clean Center Northwest Seibu | Aomori Prefecture |  | North West Center | 2 | 150 | 49999.995 | [5 empty] | 1986
1290 | JP | Tsukuba City | 300-4245 | 2339 Mimori | Tsukuba Clean Center | Ibaraki Prefecture | http://www.city.tsukuba.ibaraki.jp | City Tsukuba Cl. C. | 3 | 374 | 129030 | 48 |  |  |  |  | 1996
1291 | JP | Tsuruga | 914-0821 | 88-1-2 Kushikawa | Cleaning center Tsuruga | Fukui Prefecture | http://www.city.tsuruga.lg.jp/sypher/www/section/detail.jsp?id=291 | Tsuruga Clean Center | 2 | 100 | 33333.33 | [5 empty] | 1992
1292 | JP | Tsurugashima | 350-2223 | 593-4 Takakura | Takakura Clean Center | Saitama Prefecture |  | Takara Clean Center | 3 | 180 | 59999.994 | [5 empty] | 1995 | [12 empty] | 1.5
1293 | JP | Tsuruoka |  | Mizusawa, 68-1 ?? | Waste incineration facilities in Tsuruoka | Yamagata Prefecture |  | Tsuroka Center | 3 | 250 | 83333.325 | [5 empty] | 1989
1294 | JP | Tsushima | 817-0034 | 141 Izuhara-machi Agami | Clean Center Tsushima | Nagasaki Prefecture , Tsushima Island |  | Clean Center Tsushima | 2 | 300 | 103500 | 29 |  |  |  |  | 1983
1295 | JP | Ube City | 755-0001 | 5272-5 Okiube | Waste incineration plant in Ube City | Yamaguchi Prefecture |  | Ube City Incinerator | 3 | 200 | 66666.66 | [5 empty] | 2002
1296 | JP | Uchiko | 791-3351 | 297 Iyoki | Clean Center Uchiyama Uchiko | Ehime Prefecture Kita District, |  | Uchiko Clean Center | 2 | 31 | 10333.3323
1297 | JP | Uda | 633-2126 | 1820 Oudaiwashimizu | Clean Center Uda | Nara Prefecture |  | Clean Center Uda | 2 | 28 | 9333.3324 | [5 empty] | 1997
1298 | JP | Ueda City | 386-0025 | 3-11-31 Tenjin | Ueda Clean Center | Nagano Prefecture |  | Ueda Clean Center | 2 | 200 | 66666.66 | [5 empty] | 1986
1299 | JP | Uji City | 611-0021 | Orii-18 | Incineration plant association Orii Seongnam | Kyoto Prefecture | http://www.jyonaneikan.jp/ | Uji City Plant | 2 | 230 | 76666.659 | [5 empty] | 1986
1300 | JP | Urakawa | 059-3451 | 652-1 Ogifushicho | Urakawa Clean Center | Hokkaido Prefecture |  | Urakawa clean Center | 2 | 51 | 16999.9983 | [5 empty] | 1999
1301 | JP | Uki City | 869-0513 | 1775-3 Matsubasemachi Hagio | Clean Center Uki | Kumamoto Prefecture |  | Clean Center Uki | 2 | 95 | 31666.6635 | [5 empty] | 1998
1302 | JP | Uonuma |  | 707-1 Nakajima | Uonuma Eco Plant | Niigata Prefecture | http://www.city.uonuma.niigata.jp/modules/outlinetopic/index.php?content_id=193 | Uonuma Eco Plant | 2 | 95 | 31666.6635 | [5 empty] | 1995 | [12 empty] | 1.8
1303 | JP | Urasoe | 901-2128 | 1-8-1 Inanse | Clean Center Urasoe | Okinawa Prefecture |  | Clean Center Urasoe | 3 | 165.5 | 55166.6611 | [5 empty] | 2002
1304 | JP | Urayasu City | 279-0032 | 15-2 Chidori | Clean Center Urayasu City | Chiba Prefecture | http://www.city.urayasu.chiba.jp/ | Urayasu Clean Center | 3 | 270 | 89999.991 | [5 empty] | 1995
1305 | JP | Uruma City | 904-2205 | Enobi, 1211-6 | Environmental Clean Center Mishima | Okinawa Prefecture |  | Clean Center Mishima | 2 | 166 | 55333.3278 | [5 empty] | 2010
1306 | JP | Usa City | 879-0307 | 392-3 Oaza Hamatakei | Waste incineration Usa City | Oita Prefecture |  | Usa city incinerator | 2 | 90 | 29999.997 | [5 empty] | 1982
1307 | JP | Ushiku | 300-1283 | 3550-2 Okubaracho | Clean Center Ushiku | Ibaraki Prefecture | http://www.city.ushiku.ibaraki.jp/ | Ushiku Clean Center | 3 | 202 | 67333.3266 | [5 empty] | 1997
1308 | JP | Utsunomiya | 329-1115 | 3435 Shimotawaracho | Cleaning center north of Utsunomiya | Tochigi Prefecture | http://www.city.utsunomiya.tochigi.jp/ | Utsunomiya North | 1 | 120 | 39999.996 | [5 empty] | 1979
1309 | JP | Utsunomiya | 321-0112 | 330 Yaita | Cleaning center south | Tochigi Prefecture | http://www.city.utsunomiya.tochigi.jp/ | Utsunomiya south | 2 | 280 | 93333.324 | [5 empty] | 1987
1310 | JP | Utsunomiya | 321-0126 | 777-1 Mobaracho | Park clean Mobara | Tochigi Prefecture | http://www.city.utsunomiya.tochigi.jp/ | Park Clean Mobara | 3 | 390 | 129999.987 | [5 empty] | 2001 | [12 empty] | 0.0001
1311 | JP | Uwajima City | 798-0082 | 2-4-1 Nagabori | Clean Center Uwajima | Ehime Prefecture | http://www.city.uwajima.ehime.jp | Uwajima Clean Center | 2 | 120 | 39999.996 | [5 empty] | 1984
1312 | JP | Uwajima City, Yoshida Town |  | Tsuruma 1245 | General waste incineration facility in Yoshida-cho | Ehime Prefecture | http://www.city.uwajima.ehime.jp | Yoshida Uwajama | 1 | 20 | 6666.666 | [5 empty] | 1996
1313 | JP | Uwajima City, Tsushima Town |  | 165-3 Tsushimacho Takata | Tsushima Uwajima City clean center | Ehime Prefecture | http://www.city.uwajima.ehime.jp | Tsushima Uwajima Center | 2 | 60 | 19999.998 | [5 empty] | 1995
1314 | JP | Wajima |  | Mitanimachi, 11 | Clean Center Wajima | Ishikawa prefecture |  | Clean Center Wajima | 2 | 75 | 24999.9975 | 16 |  |  |  |  | 1994
1315 | JP | Wakayama |  |  | Blue Coast Energy Center | Wakayama Prefecture |  | Blue Coast Energy Center | 2 | 400 | 133333.32 | [5 empty] | 1985
1316 | JP | Wakayama | 640-8404 | 1342-39 Minato | Blue Coast Clean Center | Wakayama Prefecture |  | Blue Coast Clean Center | 2 | 320 | 106666.656 | [5 empty] | 1994
1317 | JP | Wako | 351-0111 | 6-17-1 Shimoniikura | Clean Center Wako | Saitama Prefecture |  | Clean Center Wako | 2 | 120 | 39999.996 | [5 empty] | 1990 | [12 empty] | 0.04
1318 | JP | Wakuya town, Toda District |  | Sekiyaokina, 291-1 | Eastern Clean Center Osaki regional area | Miyagi Prefecture | http://www.osakikoiki.jp/index_gyoumu_info_sisetusyoukai_gomi.html | Clean Center Osaki East | 2 | 96 | 31999.9968 | [5 empty] | 1987
1319 | JP | Yachimata | 289-1138 | 500 Mochikusa | Clean center part Yachimata city | Chiba Prefecture |  | Clean Center Yachimata | 2 | 125 | 41666.6625 | [5 empty] | 2002
1320 | JP | Yachiyo | 276-0022 | Kamikoya, 1384-7 | Yachiyo Clean Center | Chiba Prefecture |  | Yachiyo Clean Center | 3 | 220 | 73333.326 | [5 empty] | 2000
1321 | JP | Yahaba, Shiwa District | 028-3603 | Dai 12 Chiwari-168-2 Nishitokuta | Environmental facilities district Morioka | Iwate Prefecture |  | Morioka Facilities | 2 | 160 | 53333.328 | [5 empty] | 2003
1322 | JP | Yaizu | 425-0054 | 1545-19 Isshiki | Shida regional solid waste disposal facilities | Shizuoka Prefecture | http://www.shida.or.jp/ | Shida Center Yaizu | 1 | 120 | 39999.996 | [5 empty] | 1974
1323 | JP | Yamaga | 861-0565 | 1634 Kaomachi Aizato | Clean Center Ueki Yamaga | Kumamoto Prefecture |  | Clean Center Ueki Yamaga | 2 | 120 | 39999.996 | [5 empty] | 1992
1324 | JP | Yamagata | 501-2321 | 2457 Taniai | Yamagata City Clean Center | Gifu Prefecture |  | Yamagata Clean Center Gifu | 2 | 36 | 11999.9988 | [5 empty] | 2009
1325 | JP | Yamagata City | 990-2305 | 1738- Zaohango | Incineration plant Township in Yamagata | Yamagata Prefecture |  | Yamagata Township | 2 | 180 | 59999.994 | [5 empty] | 1978
1326 | JP | Yamagata City |  | Nakagawara Urushiyama | Tanigawa municipal incineration plant | Yamagata Prefecture |  | Yamagata Tanigawa | 2 | 180 | 59999.994 | [5 empty] | 1982
1327 | JP | Yamaguchi | 753-0214 | 496 Ouchimihori | Incineration plant Yamaguchi | Yamaguchi Prefecture |  | Yamaguchi Plant | 2 | 220 | 73333.326 | [5 empty] | 1998
1328 | JP | Yamamoto Town | 989-2202 | Sugida-2-1 Takase | Kyoritsu union center cleaning Watari Natori | Miyagi Prefecture, Watari District | http://www.watanakyouei.jp/ | Watari Natori Clean Center | 2 | 75 | 24999.9975 | [5 empty] | 1993
1329 | JP | Yamato | 242-0026 | 3-12-1 Soyagi | Environmental Management Center, Yamato-shi, | Kanagawa Prefecture |  | Yamato Center | 3 | 450 | 149999.985 | [5 empty] | 1994
1330 | JP | Yamatokoriyama | 639-1001 | 80 Kujocho | Clean Center Yamatokoriyama | Nara Prefecture | http://www.city.yamatokoriyama.nara.jp/ | Yamatokoriyama Center | 3 | 180 | 59999.994 | [5 empty] | 1985
1331 | JP | Yamatotakada | 635-0031 | 23 Imazatokawaiho | Yamatotakada City Clean Center | Nara Prefecture | http://www.city.yamatotakada.nara.jp/ | Yamatotakada Clean Center | 2 | 150 | 49999.995 | [5 empty] | 1986
1332 | JP | Yamanaka |  |  |  | Ishikawa Prefecture | http://www.hz-inova.com |  | 2 | 26 | 8666.6658 | [5 empty] | 1996
1333 | JP | Yame | 834-0051 | 532 Tateno | Environmental Center Fukuoka Yame | Fukuoka Prefecture |  | Yame Environmental Center | 2 | 60 | 19999.998 | [5 empty] | 1994
1334 | JP | Yanagawa | 832-0051 | 1157-1 Tsukudamachi | Yanagawa City Clean Center | Fukuoka Prefecture |  | Yanagawa Clean Center | 2 | 100 | 33333.33 | [5 empty] | 1991
1335 | JP | Yanai | 742-0023 | 4-5-13 Minamihama | Waste incinerator environmental sanitation union Shuto | Yamaguchi Prefecture |  | Yanai Shuto Incinerator | 2 | 138 | 45999.9954 | [5 empty] | 1986
1336 | JP | Yasu | 520-2313 | 3333-2 Oshinohara | Clean Center Yasu | Shiga Prefecture |  | Yasu Clean Center | 2 | 90 | 29999.997 | [5 empty] | 1982
1337 | JP | Yasugi City | 692-0035 | 10-1 Kiyosecho | Clean Center Kiyose | Shimane Prefecture | http://www.city.yasugi.shimane.jp | Clean Center Kiyose | 1
1338 | JP | Yatomi City | 498-0068 | Happo-399-3 Nabetacho | Clean Center Yaho | Aichi Prefecture | http://www.atkankyo.or.jp/ | Clean Center Yaho | 3 | 330 | 109999.989 | [5 empty] | 2002
1339 | JP | Yatsushiro |  | Nakakitamachi, 3743 | Cleaning center Yatsushiro | Kumamoto Prefecture |  | Cleaning Center Yatsushiro | 2 | 150 | 49999.995 | [5 empty] | 1975
1340 | JP | Yawatahama | 796-8035 | 9-40 Wakayama | Southern Environmental Center Yawatahama | Ehime Prefecture |  | South Center Yawatahama | 2 | 84 | 27999.9972 | [5 empty] | 1997
1341 | JP | Yokkaichi City | 510-8037 | 1587 Tarusakacho | Waste incineration plants and factories in northern Yokkaichi City | Mie Prefecture |  | Yokkaichi City North Center | 3 | 450 | 149999.985 | [5 empty] | 1987
1342 | JP | Yokohama-Asahi | 241-0005 | 2-8-1 Shirane | Asahi Plant | Kanagawa Prefecture | http://www.city.yokohama.lg.jp/shigen/sub-soshiki/kojo/asahik/ | Yokohama Asahi | 3 | 540 | 186300 | 70 |  |  |  |  | 1999
1343 | JP | Yokohama-Hodogaya * | 240-0025 | 355 Karibacho | Hodogaya Plant | Kanagawa Prefecture | http://www.city.yokohama.lg.jp/shigen/sub-soshiki/kojo/hodogayak/ | Yokohama Hodogaya | 3 | 1260 | 419999.958 | [5 empty] | suspended
1344 | JP | Yokohama-Kanazawa |  | Sachiura, 2 | Kanazawa Plant | Kanagawa Prefecture | http://www.city.yokohama.lg.jp/shigen/sub-soshiki/kojo/kanazawak/ | Yokohama Kanazawa | 3 | 1200 | 399999.96 | [5 empty] | 2001
1345 | JP | Yokohama-Tsurumi | 230-0045 | 1-15-1 Suehirocho | Tsurumi Plant | Kanagawa Prefecture | http://www.city.yokohama.lg.jp/shigen/sub-soshiki/kojo/tsurumik/ | Yokohama Tsurumi | 3 | 1200 | 414000 | 174 |  |  |  |  | 1995
1346 | JP | Yokohama-Tsuzuki |  | Hiradai, 27-1 | Continued Plant Yokohama | Kanagawa Prefecture | http://www.city.yokohama.lg.jp/shigen/sub-soshiki/kojo/tsuzukik/ | Yokohama Tsuzuki | 3 | 1200 | 399999.96 | [5 empty] | 1984
1347 | JP | Yokosuka | 239-0832 | 2187 Shinmeicho | Processing plant south of Yokosuka City | Kanagawa Prefecture |  | Yokosuka South | 3 | 600 | 199999.98 | [5 empty] | 1983
1348 | JP | Yokote | 013-0008 | Nanokaichi-33 Mutsunari | Eastern Center for Environmental Protection | Akita Prefecture |  | Yokote Eastern Center | 2 | 120 | 39999.996 | [5 empty] | 1984
1349 | JP | Yonago | 683-0852 | 3280-1 Kawasaki | Clean Center Yonago | Tottori Prefecture |  | Yonago Clean Center | 3 | 270 | 89999.991 | [5 empty] | 2002
1350 | JP | Yorii | 369-1223 | 313 Osato-gun | Yorii Orix Thermoselect plant | Saitama Prefecture | http://www.thermoselect.com | Orix Yorii | 2 | 400 | 133333.32 | [5 empty] | no info
1351 | JP | Yoro, Yoro District | 503-1277 | 456-313 Ario | Cleaning center Nan'no | Gifu Prefecture |  | Nanno Clean Center | 2 | 80 | 26666.664 | [5 empty] | 2009 | [12 empty] | 0.11
1352 | JP | Yoshimi, Hiki District | 355-0134 | 2808 Okushi | Central Environmental Center, Saitama | Saitama Prefecture | http://www.tyuubu-kankyo.jp/ | Central Saitama | 3 | 240 | 79999.992 | [5 empty] | 1982
1353 | JP | Yotsukaido | 284-0022 | Yamanashi, 2002 | Clean Center City Hall Yotsukaido | Chiba Prefecture |  | Yotsukaido Center | 2 | 165 | 54999.9945 | [5 empty] | 1992
1354 | JP | Yugawara Town, Ashigarashimo District | 259-0312 | 2021-95 Yoshihama | Waste incineration facilities Yugawara town | Kanagawa Prefecture | http://www.town.yugawara.kanagawa.jp/life/gomi/eikumi.html | Yugawara Town Cl. Center | 2 | 70 | 23333.331 | [5 empty] | 1997 | [12 empty] | 3.8
1355 | JP | Yuki - Chikusei | 308-0855 | 658 Shimokawashima | Center for Environmental Chikusei | Ibaraki Prefecture | http://www.tikusei.or.jp/ | Chikusei Center | 3 | 245 | 81666.6585 | [5 empty] | 2003
1356 | JP | Yuzawa | 012-1123 | 30 Shimizu River County Ogachi Kaizawa Ugo-machi | Refuse disposal facility Kaizawa regional area Ogachi Yuzawa town | Akita Prefecture |  | Facility Kaizawa Yuzuwa | 2 | 120 | 39999.996 | [5 empty] | 1992
1357 | JP | Zushi | 249-0003 | 4-street-956 Ikego | Clean Environment Center Zushi City Hall | Kanagawa Prefecture |  | Zushi Clean Center | 2 | 140 | 46666.662 | [5 empty] | 1981 | [12 empty] | 0.15
1358 | KR | Ansan |  | 661-11 Choji-dong (726 Cheomdan-ro) | Juan San, Ansan Resource Recovery Center | Gyeonggi-do |  | Ansan RRF | 1 | 200 | 66666 | [5 empty] | 2004
1359 | KR | Anseong City |  |  | Anseong Municipal Waste Incineration Plant | Gyeonggi-do | http://www.bseng.co.kr/english/bseng/en_1.htm |  | 1 | 50 | 16666.665 | [5 empty] | 2004 | SNCR + SD + FF
1360 | KR | Anyang-Si |  | 966-2 Gwanyang 2(i)-dong | Anyang refuse incinteration plant | Gyeonggi-do | http://www.anyang.go.kr/anyang.jsp?conCode=AC00005400&PATH=A080010 | Anyang RRF | 1 | 200 | 66666.66 | [5 empty] | 1994
1361 | KR | Asan |  | 24-1 Baemi-dong, (216 Sirok-ro) | Asan Environmental Science Park | Chungcheongnam-do |  | Asan Green Tower | 1 | 200 | 66666.66 | [5 empty] | 2011
1362 | KR | Bucheon, Ojeong-gu |  | 363-4 Samjeong-dong (53 Samjak-ro) | Samjeongdong Refuse Incineration Plant | Gyeonggi-do |  | Samjeongdong Bucheon | 1 | 200 | 66666.66 | [5 empty] | 1993
1363 | KR | Bucheon, Ojeong-gu |  | 607 Daejang-dong (122 Beolmal-ro) | Daejangdong Refuse Incineration Plant | Gyeonggi-do |  | Daejangdong RRF | 1 | 300 | 99999.99 | [5 empty] | 2000
1364 | KR | Busan, Gangseo-gu |  | Myeongji-dong 3226-1 | Busan Environmental Corporation MoungGi | Busan | http://english.busan.go.kr/ | Busan MoungGi | 2 | 340 | 113333.322 | [5 empty] | 2003
1365 | KR | Busan, Haeundae-gu |  | Jwa 2(i)-dong 1425 | Busan Environmental Corporation Haeundae | Busan | http://english.busan.go.kr/ | Busan Haeundae | 2 | 441 | 152145 | 48 |  |  |  |  | 1997
1366 | KR | Busan, Saha-gu |  | Dadae 1(il)-dong 1548-5 | Busan Environmental Corporation Dade | Busan | http://english.busan.go.kr/ | Busan Dadae | 1 | 196 | 65333.3268 | [5 empty] | 1995
1367 | KR | Cheonan-si |  | 531-1 Baekseok-dong | Cheonan Seobuk | Chungcheongnam-do |  | Cheonan Seobuk Plant | 1 | 200 | 66666.66 | [5 empty] | 2001
1368 | KR | Changwon |  | 127 Sinchon-dong (20 Changgok-ro 108beon-gil) | Changwon Seongsan Plant | Gyeongsangnam-do |  | Changwon Seongsan Plant | 2 | 400 | 133333.32 | [5 empty] | 2000
1369 | KR | Chungju |  |  | Chungju Municipal Refuse Incineration | Chungcheongbuk-do | http://blog.daum.net/kgy420/1217 |  | 1 | 200 | 66666.66 | [5 empty] | 2010
1370 | KR | Daegu |  | 257 Seongseogongdan-ro (306-71 Jang-dong) | Daegu Refuse Incineration Plant | Daegu |  | Daegu Plant | 3 | 480 | 159999.984 | [5 empty] | 1998
1371 | KR | Daejeon |  | 1690-5 Sinil-dong (191 Daedeok-daero 1284beon-gil) | Daedok Daejeon Plant | Daejeon |  | Daedok Daejeon Plant | 2 | 400 | 133333.32 | [5 empty] | 2005
1372 | KR | Gunpo |  | 962-1 Sanbon-dong (101-58 Chomakgol-gil) | Gunpo Plant | Gyeonggi-do |  | Gunpo Plant | 1 | 200 | 66666.66 | [5 empty] | 2001
1373 | KR | Gimhae-si |  | 490 Bugok-ri, Jangyu-myeon (51 Bugok-ro) | Gimhae plant | Gyeongsangnam-do |  | Gimhae Plant | 1 | 200 | 66666.66 | [5 empty] | 2001
1374 | KR | Goyang City |  | 1234 Baekseok-dong (115 Gyeongui-ro) | Goyang City Facilty | Gyeonggi-do |  | Goyang Facility | 2 | 300 | 99999.99 | [5 empty] | 2010
1375 | KR | Guri |  | 9-1, Topyeong-dong | Guri Resource Recovery Facilitiy | Gyeonggi-do | http://guritower.guri.go.kr | Guri RRF | 2 | 200 | 69000 | 20 |  |  |  |  | 2001 | SD, FF, SCR
1376 | KR | Gwacheon-si |  | 205-1 Galhyeon-dong (177 Gurian-ro) | Gwacheon waste incinerating facility | Gyeonggi-do |  | Gwacheon Facility | 1 | 84 | 28980 |  | 6 |  |  |  | 1999
1377 | KR | Gwangju, Seo-gu |  | Chipyeong-dong, 1163 | Gwangju waste incinerating facility | Gwangju |  | Gwangju Plant | 2 | 400 | 133333.32 |  | 4.5 |  |  |  | 2000
1378 | KR | Gwangmyeong-Si |  | 27 Gahak-dong (142 Gahak-ro 85(palsibo)beon-gil) | Gwangmyeong Facility | Gyeonggi-do |  | Gwangmyeong Facility | 2 | 300 | 99999.99 | [5 empty] | 1999
1379 | KR | Icheon |  | Hhobeopmyeon Anping Li 684-1 | Icheon Facility | Gyeonggi-do |  | Icheon Plant | 2 | 300 | 99999.99 | [5 empty] | 2008
1380 | KR | Iksan-si |  | 157-121 Busong-dong | Iksan Renewable Resource Center | Jeollabuk-do |  | Iksan Resource Center | 2 | 196 | 71540 | [5 empty] | 2009
1381 | KR | Incheon,Yeonsu-gu |  | Songdo-dong 989 | Cheongna general waste incinerator | Incheon | http://www.eco-i.or.kr | Incheon Harbour | 2 | 500 | 172500 | 55 |  |  |  |  | 2001
1382 | KR | Incheon-Seo |  | 673-6 Gyeongseo-dong (38 Robot land-ro 249beon-gil) | Zheng La | Incheon |  | Incheon Seo | 2 | 500 | 166666.65 | [5 empty] | 2002
1383 | KR | Incheon-Si (Airport) |  | 1824-3 Unseo-dong | Incheon airport Refuse Incineration Plant | Incheon |  | Incheon Airport | 2 | 140 | 46666.662 | [5 empty] | 2001
1384 | KR | Jeju-si, Hoecheon-dong |  | 5-2 San Hoechun-Dong (225-66 Songi-gil) | Sanbuk waste incinerating facility | Jeju-do |  | Sanbuk Facility | 2 | 200 | 66666.66 | [5 empty] | 2003
1385 | KR | Jeonju-si |  | 580 Sangnim-dong (625 Jeongyeorip-ro) | Jeonju Municipal Refuse Incineration | Jeollabuk-do |  | Jeonju Plant | 2 | 400 | 138000 | 54 |  |  |  |  | 2006
1386 | KR | Jinhae |  |  | Jinhae Municipal Waste Incineration Plant | Gyeongsangnam-do |  |  | 1 | 50 | 16666.665
1387 | KR | Masan |  |  | Masan Municipal Refuse Incineration | Gyeongsangnam-do |  |  | 2 | 200 | 66666.66 | [5 empty] | 2009
1388 | KR | Okcheon |  |  | Okcheon Waste Incineration Plant | Chungcheongbuk-do |  |  | 1 | 20 | 6666.666
1389 | KR | Paju |  | 153 Nakha-ri, Tanhyeon-myeon (1213-52 Bangchon-ro) | Paju Plant | Gyeonggi-do |  | Paju Plant | 2 | 200 | 66666.66 | [5 empty] | 2003
1390 | KR | Pangyo |  | 104-1 Pangyo-dong | Pangyone Municipal Refuse Incineration | Gyeonggi-do |  | Pangyo-dong Plant | 2 | 100 | 33333.33 | [5 empty] | 2009
1391 | KR | Seogwipo |  | San 8-1 Saekdal-dong (163 Sallongnam-ro1241beon-gil) | San M Facility | Jeju-do |  | San M Jeju | 1 | 70 | 23333.331 | [5 empty] | 2004
1392 | KR | Seongnam, Jungwon-gu |  | 412-1 Sangdaewon 1(il)-dong (567 Dunchon-daero) | Sungnam waste incinerating facility | Gyeonggi-do |  | Seongnam Facility | 2 | 600 | 199999.98 | [5 empty] | 1998
1393 | KR | Seoul, Dobong-gu |  |  | Dobong Refuse Incineration Plant | Seoul |  |  | 4 | 400 | 133333.32 | [5 empty] | 1994
1394 | KR | Seoul, Gangnam-gu |  | 3318 Nambusunhwan-ro (4-1 Irwon-dong) | River South, Gangnam Resource Recovery Facility | Seoul | http://rrf.seoul.go.kr | Gangnam RRF | 3 | 900 | 310500 | 87 |  |  |  |  | 2001 | SD, FF, SCR
1395 | KR | Seoul, Mapo-gu |  | Sang-Am-Dong 481-91 | Mapo Resource Recovery Facility | Seoul | http://rrf.seoul.go.kr | MAPO RRF | 3 | 750 | 249999.975 | [5 empty] | 2005
1396 | KR | Seoul, Nowon-gu |  | 99 Deongneung-ro 70-gil (772 Sanggye-dong) | Nowon Resource Recovery Facility | Seoul | http://rrf.seoul.go.kr | Nowon RRF | 2 | 800 | 266666.64 | [5 empty] | 1997 | ESP, Wet, bagfilter, SCR
1397 | KR | Seoul, Yangcheon-gu |  | 1121 Annyangcheon-ro (900 Mok-dong) | Yangcheon Resource Recovery Facility | Seoul | http://rrf.seoul.go.kr | Yangcheon RRF | 2 | 400 | 133333.32 |  | 4.5 |  |  |  | 1996 | SD, FF, SCR
1398 | KR | Suwon, Yeongtong |  | 962-3 Yeongtong-dong (383 Yeongtong-ro) | Suwon Resource Recovery Facility | Gyeonggi-do |  | Suwon RRF | 2 | 600 | 207000 | 66 |  |  |  |  | 1999
1399 | KR | Tongyeong |  |  | Tongyeong Municipal Refuse Incineration | Gyeongsangnam-do |  |  | 1 | 50 | 16666.665 | [5 empty] | 2002 | SD, FF
1400 | KR | Uijeongbu |  | Jangam-dong 47-7 | Uijeongbu Resource Recovery Facility | Gyeonggi-do |  | Uijeongbu RRF | 2 | 200 | 66666.66 |  | 2.5 |  |  |  | 2000 | SD, FF, SCR
1401 | KR | Ulsan |  |  |  | Ulsan |  |  | 1 | 300 | 99999.99 | 31 |  |  |  |  | 1995
1402 | KR | Ulsan, Namgu |  | 150-1 Seongam-dong (524 Cheoyong-ro) | Ulsan Seongam waste incinerating facility, | Ulsan |  | Ulsan Seongam Facility | 2 | 400 | 133333.32 | [5 empty] | 2000
1403 | KR | Yongin-Cheoin |  | 400-2 Geumeo-ri, Pogog-eup | Yongin-Cheoin | Gyeonggi-do |  | Yongin Cheoin | 3 | 300 | 99999.99 | [5 empty] | 2005
1404 | KR | Yangju City |  | Emhyeon-Myeon, Bonam-Ri | Yangju Municipal Refuse Incineration | Gyeonggi-do |  |  | 2 | 200 | 66666.66 | [5 empty] | 2010
1405 | KR | Yangsan-si |  |  | Yangsan City, DMS Facility | Gyeongsangnam-do |  |  | 2 | 200 | 66666.66 | [5 empty] | 2008
1406 | KR | Yeonggwang (Jeonggwan-myeon) |  | San 222-3 Yerim-ri | Busan Environmental Corporation Yeonggwang, Waste Incineration Plant | Busan |  | Yeonggwang | 1 | 20 | 6666.666 | [5 empty] | 2006
1407 | KR | Yongin-Suji |  | 1129 Pungdeokcheon 2(i)-dong (15 ) | Environment Centre Suji | Gyeonggi-do |  | Suji-gu Incinerator | 2 | 72 | 23999.9976 | [5 empty] | 1999
1408 | LU | Leudelange | 3346 | Route de Bettembourg | E.ON Energy from Waste, Leudelange S.à r.l. |  | http://www.eon-energyfromwaste.com | EON Leudelange | 1 | 480 | 150000 |  | 17 |  | 18 |  | 2010 | Dry, FF, SCR
1409 | MC | Monaco | MC 98000 | 3 avenue de Fontvieille | Société Monégasque d'Assainissement |  | http://www.sma.mc | SMA Monaco | 2 | 278 | 78000 |  | 25 |  |  |  | 1980 | ESP, wet, FF, SCR
1410 | MT | Marsa, Malta |  | Triq Il Biccerija | WasteServ Malta Ltd Incinerator | Malta | http://www.wasteservmalta.com | Waste serve Malta | 1 | 40 | 13000 | [5 empty] | 2008 | Dry, FF | Daily report
1411 | MY | Semenyih, (Malaysia) | 43500 | Jalan Sg. Lalang, Kg. Pasir, | Core, Kajang Waste to Energy Plant | Kuala Lumpur | http://www.c-competencies.com | Kajang WtE | 4 | 1000 | 345000 |  | 8 |  |  |  | 2006 | Cycl, Wet, FF
1412 | NL | Alkmaar | 1812 RD | Jadestraat 1 | HVC-Alkmaar | Noord-Holland, Flevoland | http://www.hvcgroep.nl | HVC Alkmaar | 4 | 1992 | 664000 |  |  |  |  | 0.69 | 2005
1413 | NL | Amsterdam | 1045 BA | Australiëhavenweg 21 | Afval Energie Bedrijf Amsterdam (AEB) | Amsterdam, Schiphol | http://www.afvalenergiebedrijf.nl | AEB Amsterdam | 6 | 4493 | 1497600 |  | 146 | 1000000 | 83340 | 0,67--0,91 | 2007 | Wet scrubbers, electrofilter | Annual report 2009
1414 | NL | Delfzijl-Farmsum | 9936 HD | Oosterhorn 38 | E.ON Energy from Waste Delfzijl B.V. | Groningen | http://www.eon-energyfromwaste.com | E.ON Delfzijl | 2 | 1152 | 384000 |  | 31 | 240000 | 705612 | 0.75 | 2008 | Bagfilter, SCR, bagfilter
1415 | NL | Dordrecht | 3313 LA | Baanhoekweg 40 | HVC-Dordrecht | Zuid-Holland | http://www.hvcgroep.nl | HVC Dordrecht | 4 | 696 | 232000 |  |  |  |  | 0.71 | 1992
1416 | NL | Duiven | 6921 PZ | Rivierweg 20 | AVR (locatie Duiven) | Gelderland | http://www.vangansewinkelgroep.com | AVR Duiven | 3 | 1080 | 360000 |  |  |  |  | 0.61 | 1990
1417 | NL | Harlingen | 8861 NW | Lange Lijnbaan 14 | Reststoffenenergiecentrale (REC) | Fryslân, Friesland | http://www.omrin.nl | REC Omrin | 1 | 672 | 223999.9776 |  |  |  | 384000 | 1 | 2011 | Electrofilter, bagfilter, SCR | Half year report
1418 | NL | Hengelo | 7554 RT | Bolderhoekweg 51 | Twence | Overijssel | http://www.twence.nl/ | Twence Hengelo | 3 | 1656 | 571320 |  | 191 |  |  | 0,79--0,88 | 2008
1419 | NL | Moerdijk | 4782 PM | Middenweg 34 | Attero Zuid (AZN) | Noord-Brabant, Limburg | https://www.attero.nl | Attero Moerdijk | 4 | 3029 | 1045005 |  |  |  |  | 1.01 | 2008
1420 | NL | Roosendaal | 4703 RK | Potendreef 2 | SITA ReEnergy Roosendaal | Noord-Brabant, Zeeland | http://www.sita.nl/ | Sita Roosendaal | 4 | 1267 | 422400 |  |  |  |  | 0.75 | 2008
1421 | NL | Rotterdam | 3081 AC | Brielselaan 175 | AVR-Brielselaan |  |  | AVR Brielselaan | 0 | 0 | 0 | [5 empty] | Closed
1422 | NL | Rotterdam Botlek | 3197 KK | Prof. Gerbandyweg 10 | AVR-Rozenburg | Zuid-Holland | http://www.vangansewinkelgroep.com | AVR Rozenburg | 7 | 4351 | 1450400 |  |  |  |  | 0.62 | 1992
1423 | NL | Weurt | 6551DX | Nieuwe Pieckelaan 1 | Afvalverwerking Regio Nijmegen (ARN) | Gelderland, NRW | http://www.arnbv.nl/ | ARN BV | 2 | 720 | 280000 | 78 |  | 160000 | 194460 | 0.67 | 1995 | ESP, WET, SCR, FF | Annual report | 1.3 | 0.9 | 62 |  |  | 0.2 | 0.2 | < 0,08 | < 0,004 | 0.002 | 0.02
1424 | NL | Wijster | 9418 TM | Vamweg 7 | Attero-Noord Essent Milieu | Drenthe, Utrecht, Noord-Brabant | https://www.attero.nl | Attero Wijster | 3 | 1728 | 576000 |  | 180 |  |  | 0.62 | 1992
1425 | NO | Ål | 3570 | Kleivi | Hallingdal Renovasjonsselskap | Buskerud | http://www.hallingdalrenovasjon.no/ | Kleivi | 1 | 60.0601 | 20000 | [5 empty] | 1984 | SD, FF
1426 | NO | Ålesund |  |  | Tafjord Vernwarme Forbrenningsanlegget | Møre og Romsdal | http://www.tafjordkonsern.no | NO INFO | 1 | 195.1952 | 65000
1427 | NO | Alta |  |  | Finnmark Miljøvarme AS Alta | Finnmark | http://finnmarkmiljovarme.no/ | NO INFO | 1 | 13.8138 | 4600
1428 | NO | Årdal |  |  | Årdal Avfallsforbrenningsvirksomhet | Sogn og Fjordane |  | NO INFO | 1 | 9.009 | 3000
1429 | NO | Averøy | 6530 | Kristvika | Nordmøre Energigjenvinning KS | Møre og Romsdal | http://www.norenergy.no | NO INFO | 1 | 120.1201 | 40000 | [5 empty] | 2000 | FF
1430 | NO | Finnsnes | 9300 | Botnhågen | Senja Avfall Forbrenningsanlegg | Troms | http://www.senja-avfall.no | Senja Avfall | 1 | 48 | 16000 | [5 empty] | 2007 | Dry
1431 | NO | Gamle Frederikstad | 1630 | Habornveien 61 | FREVAR forbrenning | Østfold | http://www.frevar.com | Fredrikstad | 2 | 216 | 92000 |  | 26 |  |  |  | 1998 | ESP, WET, FF | Annual report
1432 | NO | Hamar-Trehørningen |  |  | Trehørningen Energisentral's (TES) | Hedmark | http://www.eidsivaenergi.no | Hamar | 1 | 216 | 72000 | [5 empty] | 2011 | NO INFO
1433 | NO | Karasjok |  |  | Finnmark Miljøvarme AS Karasjok | Finnmark | http://finnmarkmiljovarme.no/ | NO INFO | 1 | 9.1171 | 3036
1434 | NO | Kristiansand | 4618 | Setesdalsveien 205 | Returkraft Langemyr | Vest-Agder | http://www.returkraft.no | Returkraft Kristiansand | 1 | 360.3604 | 120000 | [5 empty] | 2010 | FF, SCR, Wet
1435 | NO | Lakselv | 9700 | Laatasveien 84 | Finnmark Miljøvarme AS Lakselv | Finnmark | http://finnmarkmiljovarme.no/ | Finnmarkvarme Lakselv | 1 | 9.1171 | 3036
1436 | NO | NærbØ - Hå | 4365 | Grødaland | Grødaland Energisentral | Rogaland |  | NO INFO | 1 | 44.7447 | 14900
1437 | NO | Øra Fredrikstad | 1630 | Habornveien 61 | Bio-El Fredrikstad | Østfold | http://www.hafslund.no | NO INFO | 1 | 198.1982 | 66000 | [5 empty] | 2008
1438 | NO | Oslo | 0582 | Brobekkveien 87 | Haraldrud varmesentral | Oslo og Akershus | http://www.hafslund.no | Hafslund Brobekkveien | 1 | 150.1502 | 50000
1439 | NO | Oslo-Haraldrud | 0583 | Brobekkveien 87 | Haraldrud avfallsforbrenningsanlegg | Oslo og Akershus | http://www.energigjenvinningsetaten.oslo.kommune.no | EGE Haraldrud | 2 | 360 | 100000 |  | 36 |  |  |  | 1986 | SNCR, FF, wet | Annual report
1440 | NO | Oslo-Klemetsrud | 1278 | Klemetsrudveien 1 | Klemetsrud Energigjenvinningsanlegg | Oslo og Akershus | http://www.energigjenvinningsetaten.oslo.kommune.no | EGE Klemensrud | 3 | 480 | 310000 |  | 55 |  |  |  | 1985 |  | Annual report
1441 | NO | Rådal | 5239 | Fanavegen 217 | BIR Avfallsenergi AS | Hordaland | http://www.bir.no/ | BIR | 2 | 660 | 220000 | [5 empty] | 2010 | Electrfilter, wet scrubber, bag filter | Annual report
1442 | NO | Rakkestad | 1890 | Grenseveien 9 | Rakkestad varmesentral | Østfold | http://www.ostfoldenergi.no | Ostfold Energi Rakkestad | 1 | 30.03 | 10000
1443 | NO | Sarpsborg | 1701 | Oskar Petersens vei 10 | Sarpsborg I | Østfold | http://www.ostfoldenergi.no |  | 2 | 225.2252 | 75000 | [5 empty] | 2002
1444 | NO | Sarpsborg | 1721 | Hjalmar Wessels vei 10 | Borregaard Waste to Energy (Sarpsborg II) | Østfold | http://www.hafslund.no | Borregaard Waste To Energy | 2 | 240.2402 | 80000 | [5 empty] | 2010
1445 | NO | Stavanger | 4313 | Forusbeen 202 | Forus Energigjenvinning 2 AS | Rogaland | http://forusenergi.no | Forus Stavanger | 1 | 150.1502 | 50000 | [5 empty] | 2002 | FF
1446 | NO | Tofte | 3482 | Vestre Strandvei 91 | Hurum Energigjenvinning | Buskerud | http://www.hurumenergigjenvinning.no | Hurum Tofte | 1 | 126 | 42000 | [5 empty] | 2001 | SD, FF | Report 2008
1447 | NO | Trondheim-Ranheim |  |  | Energos Ranheim | SØr-TrØndelag |  | Ranheim plant | 1 | 51.0511 | 17000 | [5 empty] | 1997
1448 | NO | Trondheim-Tiller | 7075 | Østre Rosten 82 | Heimdal Varmescentral | SØr-TrØndelag | http://www.statkraftvarme.no/ | Heimdal Trondheim | 1 | 660.6607 | 220000
1449 | PL | Bialystok |  |  | Przedsiębiorstwo Usługowo-Handlowo-Produkcyjne "LECH" Sp. z o.o. (LECH). |  |  |  | 0 | 0 | 0 | [5 empty] | planned 2015
1450 | PL | Warszawa | 04-459 | ul. Gwarków 9 | Zaklad Unieszkodliwiania Stalych Odpadów Komunalnych (ZUSOK) | Warszawa | http://www.zusok.com.pl | ZUSOK Warsawa | 1 | 120.1201 | 40000
1451 | PT | Madeira Island | 9135 | Caminho das Figueirinhas | Waste Incinerator Meia-Serra | Madeira |  | Madeira Meia-Serra | 2 | 384 | 128000 | [5 empty] | 2004 | SNCR, SD, FF
1452 | PT | Maia, Oporto | 4471-907 | Lugar de Cretins | LIPOR, Central de Valorização Energética | Oporto | http://www.lipor.pt | Lipor Oporto | 2 | 1280 | 441600 |  | 105 |  |  |  | 1999 | SD, FF
1453 | PT | S. Joao de Talha | 2696-801 | Plataforma Ribeirinha da CP | Central de Tratamento de Residuos CTRSU | Lisboa, Setubal | http://www.valorsul.pt | CTRSU Lisboa | 5 | 3360 | 1120000 | [5 empty] | 2004 | SNCR, SD, FF
1454 | QA | Mesaieed |  |  | Domestic Solid Waste Management Centre (DSWMC) | Qatar | http://www.kie.com.sg | NO INFO | 3 | 1500 | 500000 |  | 50 |  |  |  | 2010 | Dry, AC, FF
1455 | RU | Moscow |  |  | MPZ 1 waste incineration plant | Moscow-North |  | NO INFO | 3 | 2160 | 750000 | 68 |  |  |  |  | under construction
1456 | RU | Moscow | 117545 | Ul.Podolskich Kursantov 22a | EVN-ekotechprom msz 3 | Moscow | http://www.msz3.ru/ | MSZ 3 Moskow | 3 | 1080 | 372600 |  | 140 |  | 430310 |  | 2007 | Semi-dry flue gas absorber, bagfilter, SCR | NO
1457 | SE | Avesta | 774 35 | Industrigatan 40 | Källhagsverket i Avesta | Dalarnas län | http://www.fortum.com/ | Werk Avesta | 3 | 360 | 119999.988 |  |  | 0 | 160000 |  | 1980
1458 | SE | Boden | 961 40 | Degerbergsvägen 2 | Värmeverket i Boden | Norrbottens län | http://www.bodensenergi.se | Boden | 1 | 192 | 63999.9936 |  |  | 2400 | 174800 |  | 1997
1459 | SE | Bollnäs | 821 30 | Aseavägen 8 | Säverstaverket i Bollnäs | Gävleborgs län | http://www.bollnasenergi.se | Säverstaverket i Bollnäs | 2 | 240 | 79999.992 |  |  | 0 | 117290 |  | 1983 | cycl, FF, wet | Annual report | [10 empty] | 0.188
1460 | SE | Borås | 504 68 | Kilsundsgatan 14 | Rya plant | Västra Götalands län | http://www.borasenergimiljo.se | Rya Plant Borås | 2 | 280 | 93600 |  |  | 47100 | 213500 |  | 1965
1461 | SE | Borlänge | 781 78 | Ritargatan 1 | Bäckelundsverket | Dalarnas län | http://www.borlange-energi.se | Borlänge | 1 | 132 | 43999.9956 |  |  | 0 | 77890 |  | 1982
1462 | SE | Eksjö | 575 36 | Telegatan 8 | Eksjö Energi AB | Jönköpings län | http://www.eksjoenergi.se | Eskjo-Energi | 1 | 57.2973 | 19080 |  |  | 14530 | 139940
1463 | SE | Finspång | 612 44 | Leverstorpsvägen 10 | Finspång Värmeverk | Östergötlands län | http://www.finspang.se | Fjärrvärmeutbyggnaden | 1 | 90 | 30000 |  |  | 0 | 73200 |  | 2004
1464 | SE | Göteborg | 415 07 | Lemmingsgatan 9 | Renova Sävenäsverket i Göteborg | Västra Götalands län | http://www.renova.se | Renova Goteborg | 4 | 1728 | 550000 |  |  | 235460 | 1201700 |  | 2009 | ESP, Wet, Wet ESP, SCR/Cat | Annual report
1465 | SE | Halmstad | 302 44 | Kornhillsvägen | Kristinehedsverket i Halmstad | Hallands län | http://www.hem.se | HEM Kristinehedsverket | 2 | 240 | 82800 |  | 28 | 58720 | 407270 |  | 1971 | ESP, Wet, FF, SCR
1466 | SE | Haninge | 136 26 |  | Vattenfall Bollmora Värmeverk | Stockholms län | LESS INFO |  | 1 | 600 | 199999.98 | [5 empty] | 1968
1467 | SE | Hässleholm | 281 41 | Tippvägen 7 | Beleverket i Hässelholm | Skane | http://www.hassleholmmiljo.se/ | Beleverket Hässelholm | 1 | 120 | 39999.996 |  |  | 7420 | 100000 |  | 2003 |  | Annual report | [10 empty] | 0,001 ng/m3
1468 | SE | Helsingborg | 254 64 | Hjortshögsvägen | Filbornaverket | Skane | http://www.filbornaverket.se/ | Location Filborna Plant | 2 | 660.6607 | 220000 | 58 | 17 |  |  |  | 2012 | ESP, Wet, Adiox
1469 | SE | Jönköping | 556 52 | Energivägen 10 | Torsvik, Jönköping Energi | Jönköpings län | http://www.jonkopingenergi.se | Jönköping Energi | 1 | 480 | 160000 |  | 16.2 | 111550 | 356150 |  | 2006 | WET, FF
1470 | SE | Karlskoga | 691 33 | Värmeverksvägen 10 | Karlskoga Kraftvärmeverk | Örebro län | http://www.karlskogaenergi.se | Karlskoga Werk | 1 | 120 | 39999.996 |  |  | 33290 | 265520 |  | 1986
1471 | SE | Karlstad | 651 84 | Hedvägen 20 | Avfallsvärmeverket på Heden | Värmlands län | http://www.karlstadsenergi.se | Karlstad Energy | 2 | 336 | 111999.9888 |  |  | 0 | 160930 |  | 2005
1472 | SE | Kil | 665 23 |  | Kils Energi AB | Värmlands län | http://www.kil.se/kils-energi | NO INFO | 1 | no info |  |  |  | 0 | 32610
1473 | SE | Kiruna | 981 38 | Värmeverksvägen 12 | Kiruna Värmeverk | Norrbottens län | http://www.tekniskaverkenikiruna.se/ | Värmeverk Kiruna | 2 | 106 | 35333.3298 |  |  | 28410 | 138850 |  | 1985
1474 | SE | Kisa | 590 39 | Karlebyvägen 1 | Tekniska Verken, biowaste | Östergötlands län | http://www.tekniskaverken.se | NO INFO | 1 | 76 | 26220 |  | 6 |  |  |  | 1983
1475 | SE | Köping | 731 98 | Norsavägen 13 | Norsaverket | Västmanlands län | http://www.vafabmiljo.se/ | Norsaverket | 1 | 120 | 39999.996 |  |  | 0 | 77260
1476 | SE | Kumla | 692 92 | Norrtorp | Sydkraft SAKAB WTE2 | Örebro län | http://www.sakab.se/ | SAKAB Norrtorp | 1 | 411.3213 | 136970 |  |  | 58410 | 228900 |  | 2003 | SD, FF, WET | Annual report | [6 empty] | 0,45 mg/m3 | 0,27 mg/m3 |  |  | 0,00287 ng/m3
1477 | SE | Landskrona - Dammhagen | 261 80 | Förrådsgatan | Hetvattencentralen i Landskrona | Skane | http://www.landskronaenergi.se/om-oss/aktuellt/energiknuten/ | Landskrona | 1 | 91.0811 | 30330 | 23 | 8 |  |  |  | under construction | SNCR, SD, FF, Wet, Adiox
1478 | SE | Lidköping | 531 88 | Sjöhagsvägen 8 | Lidköpings Värmeverk | Västra Götalands län | www.lidkoping.se | Lidköpings Värmeverk | 3 | 588 | 195999.9804 |  |  | 18430 | 290020 |  | 1983
1479 | SE | Linköping | 58 275 | GÄRSTADSVÄGEN 5 | Gärstadverket i Linköping CHP 50, CHP 60 | Östergötlands län | http://www.tekniskaverken.se/ | Gärstadverket i Linköping | 4 | 1201.2012 | 400000 |  |  | 129950 | 987940
1480 | SE | Ljungby | 341 35 | Märta Ljungbergsvägen 61 | Ljungsjöverket i Ljungby | Kronobergs län | http://www.ljungby-energi.se/ | Ljungby Värme | 1 | 141.1411 | 47000 |  |  | 14660 | 114000
1481 | SE | Malmö | 20313 | Spillepengsgatan 211 | Sysav | Skane | www.sysav.se | Sysav Malmo | 4 | 1600 | 550000 |  |  | 141220 | 1268280 |  | 2008 | ESP, WET, SCR
1482 | SE | Mora | 792 36 | Vattugatan 1 | Sita Sverige AB, Mora | Dalarnas län |  | Sita Mora | 1 | 75.6 | 25199.9975 |  |  | 0 | 43120 |  | 1981
1483 | SE | Norrköping | 601 71 | Energigatan 5 | Sydkraft P14 AB, Händelöverket | Östergötlands län |  | E.On Värme | 1 | 576 | 191999.9808 |  |  | 75900 | 432180
1484 | SE | Skövde | 541 36 | Energivägen | Skövde Värmeverk SVV | Västra Götalands län | http://www.varmeverk.skovde.se/ | Skövde Värmeverk | 1 | 168 | 55000 | 20 | 1.8 | 11780 | 127110 |  | 2003 | SNCR, Dry, FF
1485 | SE | Södertälje | 152 07 | Nynäsvägen 43 | Igelstaverket | Stockholms län | http://www.soderenergi.se | Söderenergi | 1 | 750.7508 | 250000 |  |  | 0 | 885750
1486 | SE | Stockholm-Rosersberg |  | Norrsundavägen | AB Fortum Värme ,Brista 2 | Stockholms län | http://www.fortum.com | Fortum Stockholm | 1 | 864 | 280000 | 80 |  | no info | no info |  | 2011
1487 | SE | Stockholm-Bandhagen | 124 59 | Kvicksundsvägen 16 | Högdalenverket i Stockholm | Stockholms län | http://www.stockholm.se/ | Hogdalenverket Stockholm | 5 | 2520 | 839999.916 |  | 47 | 332800 | 2018200 |  | 2005
1488 | SE | Sundsvall | 851 23 | Sjöfartsvägen | Korstaverket i Sundsvall | Västernorrlands län | http://www.sundsvallenergi.se/ | Sundsvall Energy | 1 | 144 | 47999.9952 |  |  | 79400 | 415170 |  | 1984
1489 | SE | Uddevalla | 451 55 | Nitstansvägen 2 | Lillesjöverket | Västra Götalands län | http://www.uddevallaenergi.se/ | Lillesjöverket | 1 | 264 | 87999.9912 |  |  | no info | no info |  | 2009
1490 | SE | Umeå | 905 95 | Energivägen 1 | Dåva kraftvärmeverk | Västerbottens län | http://www.umeaenergi.se | DAVA Umea | 2 | 667 | 200000 |  |  | 81320 | 378570 | 1.35 | 2010
1491 | SE | Uppsala | 753 23 | Bolandsgatan 11 | Vattenfall, Block 5 | Uppsala län | http://www.vattenfall.com/en | Uppsala, Block 5 | 4 | 840 | 280000 |  |  | 0 | 1147960 |  | 1983 | ESP, Wet, FF
1492 | SE | Västervik | 593 50 | Värmeverksgatan 5 | Stegeholmsverket i Västervik | Kalmar län | http://miljoenergi.vastervik.se/ | Värmeverk, Västervik | 2 | 138.1381 | 46000 |  |  | 0 | 117130
1493 | SG | Singapore |  | 10 ToH Tuck Avenue | Ulu Pandan Incineration Plant | Singapore |  |  | 0 | 0 | 0 |  | 16 |  |  |  | closed 2009
1494 | SG | Singapore | 638831 | 20 Tuas Avenue 20 | Tuas Incineration Plant (TIP) | Singapore | http://www.nea.gov.sg | TIP Singapore | 5 | 1700 | 586500 |  | 46 |  |  |  | 1986 | SD, FF, CAT
1495 | SG | Singapore | 637821 | 98 Tuas South Avenue 3 | Tuas South Incineration Plant (TSIP) | Singapore | http://app.sgdi.gov.sg/listing.asp?agency_subtype=dept&agency_id=0000002784 | TUAS SOUTH Singapore | 6 | 3000 | 1035000 |  | 80 |  |  |  | 2000 | ESP, FF
1496 | SG | Singapore-Senoko * | 759907 | 30 Attap Valley Road | Senoko Waste To Energy Plant (SWTE) | Singapore |  | Senoko | 6 | 2400 | 828000 |  | 56 |  |  |  | 1992
1497 | SG | Singapore | 637366 | 96 Tuas South Avenue 3 | Keppel Seghers Tuas Waste to Energy Plant (KSTP) | Singapore |  | Keppel Seghers Singapore | 2 | 800 | 266667 | [5 empty] | 2009
1498 | SK | Bratislava | 821 07 | Vlčie hrdlo 72 | Spaľovňa Bratislava | Bratislava | http://olo.sk | Spalovna Bratislava | 2 | 405.4054 | 135000 |  | 6.3 |  |  |  | 2002 | SD, AC FF
1499 | SL | Celje | 3000 | Kotna ulica | Toplarna Celje, WtE CHP Plant | Savinja region | http://www.rcero-celje.si | Celje WTE | 1 | 105.1051 | 35000 |  | 2.1 |  | 13 |  | 2008 | SNCR, Dry, Ceramic, FF
1500 | TH | Panthong, | 20160 | 700/754 Moo 1 Amatanakorn Industrial Estate Panthong | Amata VSPP Project | Chonburi | http://www.pjt.co.th | map-VSPP | 1 | 60 | 19999.998 |  | 10 |  |  |  | 2009 | Dry, Wet
1501 | TH | Phuket |  |  | Phuket I |  |  | Phuket I | 1 | 250 | 86250 |  | 24 |  |  |  | 1998
1502 | TH | Phuket |  | Rattanakosin 200 year Rd | Phuket II, WTE |  | http://www.pjt.co.th | Phuket II | 2 | 700 | 233333 | [5 empty] | 2012 | SNCR, SD, FF
1503 | TR | Istanbul |  |  | IMM WASTE INCINERATION AND POWER PLANT | European side of Istanbul | http://www.ibb.gov.tr/en-us/Pages/Home_Page.aspx | NO INFO | 0 | 0 | 0 |  | 70 |  |  |  | Planned
1504 | TW **) | Chiayi City, HuNei Li | 600 | 741, HuTzNei Road | ChiaYi City Incinertation Plant | Chiai City | http://www.tahoho.com.tw | Chiayi City Incineration Plant | 2 | 300 | 99999.99 |  | 2.4 |  |  |  | 1998
1505 | TW | Hsinchu City, Bei District | 300 | No.240, Haibin Rd., North Dist | Hsinchu City EPB Incineration Plant | Hsinchu City | http://www.hccrip.com.tw/index.asp | Hsinchu City EPB | 2 | 900 | 299999.97 |  | 23.7 |  |  |  | 2001 | cycl, SD, FF
1506 | TW | Jhunan Township | 35050 | No.25, Bao-anlin | Miaoli Refuse Incineration Plant | Miaoli County | NO INFO | Miaoli County plant | 2 | 500 | 172500 |  | 11.8 |  |  |  | 2008
1507 | TW | Kanding Township | 924 | No.881, Zhongzheng Rd | Kanding Refuse Incineration Plant Map | Pingtung County | http://ktrip.ptepb.gov.tw | Kanding Pingtung Plant | 2 | 900 | 299999.97 |  | 22.5 |  |  |  | 2001
1508 | TW | Kaohsiung Central, Sanmin District | 807 | No.15, Dingjin 1st Ln., | Kaohsiung Municipal Central Refuse Incineration Plant | Kaohsiung City | http://crrp.kcg.gov.tw/ | Kaohsiung Central | 3 | 900 | 299999.97 |  | 25.5 |  |  |  | 1999
1509 | TW | Kaohsiung City, Xiaogang District | 812 | No.6, Beilin Rd | Kaohsiung South Refuse Incineration Plant | Kaohsiung City | http://sip.kcg.gov.tw/ | Kaohsiung South | 4 | 1800 | 621000 |  | 49 |  |  |  | 1999 | SNCR, SD, FF
1510 | TW | Kaohsiung City, RenWu District, Wu Lin Village | 814 | 100, Ren-An Second Lane | Sita RenWu Refuse Incineration Plant | Kaohsiung County | http://www.suez-environnement.cn | RenWu Incinerationplant | 3 | 1350 | 465750 |  | 150 |  |  |  | 1999
1511 | TW | Kaohsiung City, Gangshan District | 820 | No.9, Bengong 5th Rd | Okayama Refuse Incineration Plant | Kaohsiung County | http://crrp.kcg.gov.tw/intro.htm | Okayama Plant | 3 | 1350 | 449999.955 |  | 38 |  |  |  | 2001 | SNCR, SD, FF | Annual report
1512 | TW | Keelung City, Xinyi District | 201 | No.223, Zhongxing Rd | Keelung Tianwaitian waste resource recovery plant | Keelung City | http://www.glp.sesc.com.tw/ | Keelung City | 2 | 600 | 199999.98 |  | 15.8 |  |  |  | 2006
1513 | TW | Linnei Township | 643 |  | YunLin BOO Incineration Plant | Yunlin County | http://www.tahoho.com.tw | Yunlin BOO | 2 | 300 | 100000 | [5 empty] | 2005
1514 | TW | Lucao Township | 611 | 60, MaChouHou Farm | LuTsao Incineration Plant | Chiai County | http://163.29.60.238/cyepb3/luchao/index.html | Lutsao Incineration Plant | 2 | 900 | 299999.97
1515 | TW | New Taipei City, Shulin District | 238 | No.212, Sec. 3, Zhongshan Rd | Shulin Refuse Incineration Plant | Taipei County | http://www.slrip.sesc.com.tw/e_aboutus.php | Shulin Incinerator | 3 | 1350 | 465750 |  | 22.3 |  |  |  | 1994
1516 | TW | New Taipei City, Bali District | 24941 | 65, XiaGuZi | BaLi Refuse Incineration Plant | Taipei County | http://waste.epb.tpc.gov.tw/Bali/english/index.aspx | BaLi Incineration Plant | 3 | 1350 | 450000 |  | 35.7 |  |  |  | 2007
1517 | TW | Taichung City, Nan Tun District | 408 | 500, WenShan South Lane, | TaiChung Incineration Plant | Taichung City | http://www.tccip.com.tw | Taichung Incineration Plant | 3 | 900 | 299999.97 |  | 13 |  |  |  | 1998
1518 | TW | Taichung City, Wurih District | 414 | No.800, Qingguang Rd | Wurih Refuse Incineration Plant | Taichung County | http://www.epb.taichung.gov.tw/ | Taichung Wurih | 2 | 900 | 310500 |  | 26.2 |  |  |  | 2004
1519 | TW | Taichung City, Houli District | 421 | No.556, Tifang Rd. | Houli Refuse Incineration Plant | Taichung County | http://117.56.95.50/indexc.php | Houli Refuse Incineration Plant | 2 | 900 | 299999.97 |  | 22.6 |  |  |  | 1989
1520 | TW | Taidong City | 950 | 709, ChenDu South Road | TaiTung BOO Incineration Plant | Taitung City | http://www.tahoho.com.tw | TaiTung BOO WTE | 2 | 300 | 100000 | [5 empty] | 2005
1521 | TW | Tainan City, Annan District | 709 | West Street 1105 lane 121 no 150. | Tainan City West Incineration Plant | Tainan City | http://www.tnrip.sesc.com.tw/ | Tainan City West | 2 | 900 | 299999.97 |  | 14.3 |  |  |  | 1999 | SD, FF | Monthly data
1522 | TW | Tainan City, YongKang District | 71041 | 140, Lane 1099, ZhongShan N. Road | YongKang Waste-to-energy plant | Tainan City | http://www.ykang.com.tw/ | YongKang WTE | 2 | 900 | 300000 |  | 22.5 |  |  |  | 2008 | SD, FF | Monthly data
1523 | TW | Taipei City, Beitou District | 111 | Zhoumei Street, Sport Park | Beitou Refuse Incineration Plant | Taipei City | http://www.ptrip.gov.tw/ | Beitou Incinerator | 4 | 1800 | 599999.94 |  | 48 |  |  |  | 1998 | SNCR, SD, FF
1524 | TW | Taipei City, Neihu District | 114 | Lane 228, Ankang Road | Neihu Refuse Incineration Plant | Taipei City | http://www.nhrip.taipei.gov.tw/MP_110031.html | Neihu Incinerator | 3 | 900 | 300000 |  | 6 |  |  |  | 1992 | SNCR, SD, FF
1525 | TW | Taipei City, Wenshan District | 116 | 53, Sec. 5, Muzha Rd | Muzha Refuse Incineration Plant | Taipei City | http://www.mcrip.taipei.gov.tw/ | Muzha Incinerator | 4 | 1500 | 499999.95 |  | 13.5 |  |  |  | 1994
1526 | TW | Xindian City, New Taipei City | 231 | No.1, Yirenkeng Rd | Xindian Refuse Incineration Plant | Taipei County | http://www.xdrip.sesc.com.tw/ | Xindian Plant | 2 | 900 | 310500 |  | 14.6 |  |  |  | 1994 | Dry, FF
1527 | TW | Xizhou Township | 524 | No.1, Sec. 1, Zhangshui Rd | Hsichou Refuse Incineration Plant | Changhua County | http://www.chepb.gov.tw/ | Hischou Incineration Plant | 2 | 900 | 299999.97 |  | 22.6 |  |  |  | 1989
1528 | TW | Wujie Township, Lizé | 26841 | Ligōng Second Road | Litzer Incineration Plant | Yilan County | http://www.yiland.com.tw | Yilan WTE | 2 | 600 | 200000 |  | 14.7 |  |  |  | 2005 | SD, FF | Monthly data
1529 | TW | Zhonghli City | 320 | No.16, Songjiang N. Rd | HSIN YUNG Incinerator | Taoyuan County | http://www.tyepb.gov.tw/tyepbnew/cht/index.php? | Taoyuan County BOO | 2 | 1350 | 449999.955 |  | 35.1 |  |  |  | 2001
1530 | US | Agawam, MA | MA 01001 | 188 M Street Extension | Covanta Springfield, LLC | Massachusetts | http://www.covantaenergy.com/ | Covanta Springfield | 3 | 370 | 123333 |  | 9.4 |  |  |  | 1988 | DSI, FF
1531 | US | Alexandria, MN | MN 56308 | 2110 South Jefferson | Pope-Douglas Solid Waste Resource Recovery Facility | Minnesota | http://www.popedouglasrecycle.com/ | Alexandria MN Incinerator | 2 | 73 | 24186 |  | 0.5 |  |  |  | 1987 | DSI, FF
1532 | US | Alexandria, VA | VA 22304 | 5301 Eisenhower Avenue | Covanta Alexandria/Arlington Resource Recovery Facility | Virginia | http://www.covantaenergy.com/ | Covanta Alexandria VA | 3 | 885 | 305325 |  | 24 |  |  |  | 1988
1533 | US | Almena, WI | WI 54805 | 575 10 1/2 Avenu | Barron County Waste to Energy Facility | Wisconsin | http://barronwi.govoffice3.com | Barron County WtE | 2 | 90 | 30000 | [5 empty] | 1986
1534 | US | Ames, IA | IA 50010 | 110 Center Avenue | Arnold O. Chantland Resource Recovery Plant (RRP) | Iowa | http://www.cityofames.org | Ames Resource | 1 | 160 | 52500 | [5 empty] | 1975
1535 | US | Ashland, WI | WI 54806 | Lake Shore Drive West | Bay Front Generating Station | Wisconsin | http://www.xcelenergy.com | Bay Front | 3 | 0 | 0 |  | 76 |  |  |  | 1991 | gravel bed filters
1536 | US | Auburn, ME | ME 04210 | 110 Goldthwaite Road, | Mid-Maine Waste Action Corporation | Maine | http://midmainewaste.com/ | Mid Maine | 2 | 180 | 60000 |  | 3.6 |  |  |  | 1992 | Dry, FF
1537 | US | Auburndale, FL | FL 33823 | 3131 K-ville Avenue | Wheelabrator Ridge Energy | Florida | http://www.wheelabratortechnologies.com | Wheelabrator Ridge Energy | 1 | 810 | 270000 | [5 empty] | 1994 | SNCR, DRY, FF
1538 | US | Babylon-West, NY | NY 11704 | 125 Gleam Street | Covanta Babylon RRF | New York | http://www.covantaenergy.com/ | Covanta Babylon | 2 | 680 | 234600 |  | 70 |  |  |  | 1988
1539 | US | Bainbridge, PA | PA 17502 | 1911 River Rd | Covanta Lancaster County Resource Recovery Facility | Pennsylvania | http://www.covantaenergy.com/ | Covanta Bainbridge | 3 | 1089 | 375705 |  | 130 |  |  |  | 1991
1540 | US | Baltimore, MD | MD 21230 | 1801 Annapolis Road | Wheelabrator Baltimore waste-to-energy facility | Maryland | http://www.wheelabratortechnologies.com | Wheelabrator Baltimore | 3 | 2250 | 776250 | 258 | 60 |  |  |  | 1985 | SNCR, SD, ESP
1541 | US | Biddeford, ME | ME 04005 | 3 Lincoln Street | Maine Energy Recovery Company | Maine |  | Maine Energy Biddeford | 2 | 544 | 181000 | [5 empty] | 1987 | SD, FF
1542 | US | Bridgeport, CT | CT 06605 | 6 Howard Avenue | Wheelabrator Bridgeport waste-to-energy facility | Connecticut | http://www.wheelabratortechnologies.com | Wheelabrator Bridgeport | 3 | 2250 | 776250 |  | 258 |  |  |  | 1988
1543 | US | Bristol, CT | CT 06010 | 170 Enterprise Drive | Covanta Bristol RRF | Connecticut | http://www.covantaenergy.com/ | Covanta Bristol | 2 | 590 | 203550 |  | 16 |  |  |  | 1988 | SNCR, SD, FF
1544 | US | Brooks, OR | OR 97305 | 4850 Brooklake Road, NE | Convanta Marion County Solid Waste-to-Energy Facility | Oregon | http://www.covantaenergy.com/ | Covanta Brooks | 2 | 498 | 171810 |  | 53 |  |  |  | 1986
1545 | US | Camden, NJ | NJ 08104 | 600 Morgan Boulevard | Camden Resource Recovery Facility | New Jersey | http://pcfacc.com/ | Camden RRF | 3 | 952 | 317450 |  | 34 |  |  |  | 1991 | SD, ESP
1546 | US | Chester, PA | PA 19013 | 10 Highland Avenue | Covanta Delaware Valley | Pennsylvania, Chester | http://www.covantaenergy.com/ | Covanta Delaware Valley | 6 | 3037 | 1047853 |  | 90 |  |  |  | 1992 | dry scrubber, bagfilter
1547 | US | Claremont, NH | NH 03743 | 145 Grissom Lane | Wheelabrator Claremont waste-to-energy facility | New Hampshire | http://www.wheelabratortechnologies.com | Wheelabrator Claremont | 2 | 200 | 69000 |  | 10 |  |  |  | 1987
1548 | US | Commerce, LA, CA | CA 90040 | 5926 Sheila Street | Commerce Refuse-to-Energy Facility | California | http://www.lacsd.org | Commerce WtE | 1 | 317 | 105816 |  | 10 |  |  |  | 1987 | SNCR, SD, FF
1549 | US | Concord, Penacook, NH | NH 03303 | 11 Whitney Road | Wheelabrator Concord waste-to-energy facility | New Hampshire | http://www.wheelabratortechnologies.com | Wheelabrator Concord | 2 | 500 | 172500 |  | 30 |  |  |  | 1989
1550 | US | Conshohocken, PA | PA 19428 | 1155 Conshohocken Road | Covanta Plymouth Renewable Energy | Pennsylvania | http://www.covantaenergy.com/ | Convanta Conshohocken | 2 | 1088 | 362800 |  | 36 |  |  |  | 1992 | SNCR, SD, FF
1551 | US | Crows Landing, CA | CA 95313 | 4040 Fink Road | Covanta Stanislaus Modesto RRF | California, Stanislaus County | http://www.covantaenergy.com/ | Covanta Stanislaus | 2 | 726 | 250470 |  | 22.5 |  |  |  | 1989 | SNCR, SD, FF
1552 | US | Detroit, MI | MI 48211 | 5700 Russell Street | Detroit Renewable Power facility | Michigan, Greater Detroit | http://www.detroitthermal.com | Detroit Renewable Energy | 3 | 2986 | 1030013 |  | 68 |  | ?? |  | 1991 | SD, FF
1553 | US | Dickerson, MD | MD 20842 | 21204 Martinsburg Road | Covanta Montgomery RRF | Maryland | http://www.covantaenergy.com/ | Covanta Dickerson | 3 | 1632 | 563040 |  | 55 |  |  |  | 1995 | SNCR, SD, FF
1554 | US | East Northport, NY | NY 11731 | 99 Town Line Road | Covanta Huntington Resource Recovery Facility | New York | http://www.covantaenergy.com/ | Covanta Huntington | 3 | 681 | 234945 |  | 99 |  |  |  | 1991
1555 | US | Elk River, MN | MN 55330 | UPA Drive | Elk River Energy Recovery Station | Minnesota | http://www.greatriverenergy.com | Elk River | 3 | 900 | 270000 |  | 35 |  |  |  | 1989 | Dry, FF
1556 | US | Fairbanks, AK |  |  | Eielson Air Force Base | Alaska |  | Eielson AFB | 5 | 10 | 3450 | [6 empty] | FF
1557 | US | Fort Lauderdale, FL | FL 33314 | 4400 South State Road 7 | Wheelabrator South Broward WtE | Florida, Broward County | http://www.wheelabratortechnologies.com | South Broward | 3 | 2250 | 776250 |  | 258 |  |  |  | 1991
1558 | US | Fort Myers, FL | FL 33905 | 10500 Buckingham Road, Suite 400 | Covanta Lee County Solid Waste Resource Recovery Facility | Florida, Southwest | http://www.covantaenergy.com/ | Covanta Lee County | 3 | 1665 | 555000 |  | 57.3 |  |  |  | 2007 | SNCR, SD, FF
1559 | US | Fosston, MN | MN 56542 | Industrial Avenue | Polk County Waste-to-Energy Incinerator | Minnesota | http://www.co.polk.mn.us | Polk County Fosston | 2 | 72 | 24000 | [5 empty] | 1988 | DSI, ESP
1560 | US | Fulton, NY | NY 13069 | 2801 State Route 481 | Oswego County Energy Recovery Facility | New York, Oswego | http://www.co.oswego.ny.us | Oswego | 2 | 180 | 60000 | [5 empty] | 1999 | SD, FF
1561 | US | Grand Rapids, MI | MI 49503 | 950 Market Avenue, SW | COVANTA Kent County WtE | Michigan | http://www.covantaenergy.com/ | Covanta Kent County | 2 | 568 | 195960 |  | 64 |  |  |  | 1990
1562 | US | Hampton, VA | VA 23681 | 50 Wythe Creek Road | Hampton-NASA Steam Plant | Virginia | http://www.hampton.gov | Hampton Steamplant | 2 | 217 | 72500 | [5 empty] | 1980
1563 | US | Harrisburg, PA | PA 17104 | 1670 South 19th Street | Covanta Harrisburg Resource Recovery Facility | Pennsylvania | http://www.covantaenergy.com/ | Covanta Harrisburg | 2 | 654 | 225630 |  | 79 |  |  |  | 1972
1564 | US | Harrisonburg, VA | VA 22801 | 1630 Driver Dr | Harrisonburg Resource Recovery Facility | Virginia, Harrisonburg | http://www.harrisonburgva.gov | Harrisonburg RRF | 2 | 180 | 60000 | [5 empty] | 1982 | Dry, FF
1565 | US | Hartford, CT | CT 06114 | Reserve Road, Gate 20-40 | CRRA Mid-Conn RRF | Connecticut | http://www.crra.org/pages/proj_midconn_facilities.htm#rdf | CRRA Hartford CT | 3 | 1839 | 615000 |  | 68.5 |  |  |  | 1993 | SNCR, SD, FF
1566 | US | Haverhill, MA | MA 01835 | 100 Recovery Way | Covanta Haverhill | Massachusetts | http://www.covantaenergy.com/ | Covanta Haverhill | 2 | 1496 | 516120 |  | 49 |  |  |  | 1989 | SNCR, SD, FF
1567 | US | Honolulu, Kapolei, HI | HI 96707 | 91-174 Hanua Street | COVANTA Honolulu Resource Recovery Venture | Hawaii | http://www.covantaenergy.com/ | Covanta Hawaii | 2 | 1960 | 653000 |  | 57 |  |  |  | 1990 | ESP, SD, FF
1568 | US | Hudson Falls, NY | NY 12839 | 61 River Street | Wheelabrator Hudson Falls L.L.C. | New York, Washington County, | http://www.wheelabratortechnologies.com | Wheelabrator Hudson Falls | 2 | 480 | 165600 |  | 15 |  |  |  | 1992 | ESP, SD
1569 | US | Huntsville, AL | AL 35805 | 5251 Triana Boulevard | Covanta Huntsville Waste to Energy Facility | Alabama | http://www.covantaenergy.com/ | Covanta Huntsville | 2 | 626 | 215970 |  | 66 |  |  |  | 1990 | SNCR, SD, FF
1570 | US | Indianapolis, IN | IN 46221 | 2320 South Harding Street | Covanta Indianapolis RRF | Indiana | http://www.covantaenergy.com | Covanta Indianapolis | 3 | 1972 | 657575 |  |  |  | heat |  | 1988 | SNCR, SD, FF
1571 | US | Jackson, MI | MI 49201 | 1990 E Parnall Rd | Jackson County Resource Recovery Facility | Michigan, Jackson | http://www.veoliaes.com/en.html | Jackson County RRF | 2 | 180 | 60000 |  | 3.7 |  |  |  | 1987 | SD, FF
1572 | US | Jamesville, NY | NY 13078 | 5801 Rock Cut Road | Covanta Onondaga County Resource Recovery Facility | New York | http://www.covantaenergy.com/ | Covanta Onondaga | 3 | 897 | 309465 |  | 131 |  |  |  | 1995
1573 | US | Joppe, MD | MD 21040 | 1 Magnolia Road | Harford Waste-to-Energy Facility | Maryland | http://www.harfordcountymd.gov/dpw/envaffairs/index.cfm?ID=438 | Hartford WTEF | 4 | 326 | 108666 | [5 empty] | 1988 | SD, FF
1574 | US | La Crosse, WI | WI 54603 | 304 Bainbridge Street | French Island Generating Plant | Wisconsin | http://www.xcelenergy.com | Frensch Island | 2 | 360 | 121000 |  | 30 |  |  |  | 1987
1575 | US | Layton, UT | UT 84041 | 650 East Highway 193 | Wasatch Energy Recovery Facility | Utah, Davis County | http://www.wiwmd.org/ | Wasatch ERF Utah | 2 | 360 | 121000 |  | 1.4 |  |  |  | 1986
1576 | US | Lisbon, CT | CT 06351 | 425 South Burnham Highway | Wheelabrator Lisbon | Connecticut, eastern | http://www.wheelabratortechnologies.com | Wheelabrator Lisbon | 2 | 453 | 151000 |  | 15 |  |  |  | 1995 | SNCR, Dry, FF
1577 | US | Long Beach, CA | CA 90802 | 118 Pier S. Ave | Covanta Long Beach Renewable Energy (SERRF) | California, Los Angeles Cy | http://www.covantaenergy.com/ | SERRF | 3 | 1250 | 455000 |  | 36 |  |  |  | 1988
1578 | US | Lorton, VA | VA 22079 | 9898 Furnace Road | Covanta Fairfax, Inc. | Virginia, Fairfax County, | http://www.covantaenergy.com/ | Covanta Fairfax | 4 | 2721 | 938745 |  | 79 |  |  |  | 1990 | Semi-dry flue gas scrubbers, bagfilter, DeNox
1579 | US | Mankato, MN |  |  | Xcel Energy, Wilmarth Generating Station | Minnesota | http://www.xcelenergy.com | Xcell Mankato MN | 2 | 0 | 0 |  | 19 |  |  |  | 1987 | SD, FF
1580 | US | Miami, Doral, FL | FL 33178 | 6990 NW 97th Avenue | Covanta Southeastern Florida Renewable Energy | Florida, Miami-Dade County | http://www.covantaenergy.com/ | Covanta Doral Florida | 4 | 2721 | 907000 |  | 77 |  |  |  | 1985 | spray dryer absorber, bagfilter, active carbon, DeNox
1581 | US | Millbury, MA | MA 01527 | 331 Southwest Cutoff Road | Wheelabrator Millbury WtE Facility | Massachusetts, central | http://www.wheelabratortechnologies.com | Wheelabrator Millbury | 2 | 1500 | 517500 | 172 |  |  |  |  | 1987
1582 | US | Minneapolis, MN | MN 55405 | 505 6th Avenue North | Covanta Hennepin Energy Resource Co. | Minnesota, Hennepin County | http://www.covantaenergy.com/ | Covanta Hennepin | 2 | 1212 | 418140 |  | 39.6 |  |  |  | 1989 | Semi-dry flue gas scrubber, bagfilter, SNCR
1583 | US | Morrisville, Falls Township, PA | PA 19067 | 1201 New Ford Road | Wheelabrator Falls waste-to-energy facility | Pennsylvania, Bucks County | http://www.wheelabratorfalls.com | Wheelabrator Falls | 2 | 1500 | 517500 | 103 | 53 |  |  |  | 1994 | SNCR, SD, FF
1584 | US | Newark, NJ | NJ 07105 | 183 Raymond Boulevard | Covanta Essex Company | New Jersey, Essex County | http://www.covantaenergy.com/ | Covanta Newark | 3 | 2540 | 876340 |  | 70 |  |  |  | 1990 | dry scrubber and electrofilter
1585 | US | Niagara Falls, NY | NY 14304 | 100 Energy Blvd. at 56th Street | Covanta Niagara Resource Recovery Facility | New York | http://www.covantaenergy.com/ | Covanta Niagara | 2 | 2250 | 776250 |  | 215 |  |  |  | 1980
1586 | US | North Andover (NESWC), MA | MA 01845 | 285 Holt Road | Wheelabrator North Andover | Massachusetts, Northeastern | http://www.wheelabratortechnologies.com | Wheelabrator North Andover | 2 | 1360 | 469200 |  | 144 |  |  |  | 1985
1587 | US | Okahumpka, FL | FL 34762 | 3830 Rogers Industrial Park | COVANTA Lake County RRF | Florida | http://www.covantaenergy.com/ | Covanta Lake County | 2 | 480 | 165600 |  | 14.5 |  |  |  | 1991 | SNCR, SD, FF
1588 | US | Oxford, NJ | NJ 07863 | 218 Mt. Pisgah Avenue | Covanta Warren | New Jersey | http://www.covantaenergy.com/ | Covanta Warren | 2 | 364 | 125580 |  | 45 |  |  |  | 1988
1589 | US | Panama City, FL | FL 32404 | 6510 Bay Line Drive | Bay County Resource Recovery Center | Florida, Bay County | http://www.co.bay.fl.us/ | Bay County Resource | 2 | 900 | 300000 |  | 10 |  |  |  | 1987 | SD, FF
1590 | US | Peekshill, NY | NY 10566 | One Charles Point Avenue | Wheelabrator Westchester | New York | http://www.wheelabratortechnologies.com | Wheelabrator Peekshill | 3 | 2250 | 776250 |  | 258 |  |  |  | 1984
1591 | US | Perham, MN | MN 56573 | 201 6th Avenue NE | Perham Resource Recovery Facility (PRRF) | Minnesota , Otter Tail County | http://www.perham.lib.mn.us | Perham PRRF | 2 | 100 | 32000 |  | 4.5 |  |  |  | 2001
1592 | US | Pittsfield, MA | MA 01201 | 500 Hubbard Avenue | Covanta Pittsfield, LLC | Massachusetts | http://www.covantaenergy.com/ | Pitsfield | 3 | 325 | 100000 | [5 empty] | 1981
1593 | US | Pompano Beach, FL | FL 33073 | 2600 Wiles Road | Wheelabrator North Broward | Florida, Broward County | http://www.wheelabratortechnologies.com | Wheelabrator North Broward | 3 | 2250 | 776250 | 258 |  |  |  |  | 1991
1594 | US | Portland, ME | ME 04102 | 64 Blueberry Road | ECOMAINE | Maine | http://ecomaine.org | ECOMAINE | 2 | 500 | 160000 |  | 15 | 110000 | 0 |  | 1989 | SNCR, SD, ESP-5 | Annual report
1595 | US | Portsmouth, VA | VA 23702 | 4 Victory Boulevard | Wheelabrator Portsmouth WtE | Virginia | http://www.wheelabratortechnologies.com | Wheelabrator Porthmouth | 2 | 1800 | 600000 |  | 60 |  |  |  | 1988
1596 | US | Poughkeepsie, NY | NY 12601 | 98 Sand Dock Road | Covanta Hudson Valley Renewable Energy | New York | http://www.covantaenergy.com/ | Covanta Hudson Valley | 2 | 410 | 136000 |  | 10.5 |  |  |  | 1988
1597 | US | Preston, CT | CT 06365 | 132 Military Highway | Covanta SECONN | Connecticut, eastern region | http://www.covantaenergy.com/ | Covanta SECONN | 2 | 625 | 208307 |  | 18 |  |  |  | 1991 | Dry, FF
1598 | US | Rahway, NJ | NJ 07065 | Paterson street | Covanta Union County Resource Recovery Facility | New Jersey | http://www.covantaenergy.com/ | Covanta Union | 3 | 1305 | 450225 |  | 168 |  |  |  | 1994
1599 | US | Red Wing, MN | MN 55066 | 697-743 E 5th St | Red Wing Resource Recovery Facility | Minnesota | http://www.red-wing.org | Red Wing RRF | 2 | 81 | 27000 | [5 empty] | 1983
1600 | US | Red Wing, MN | MN 55066 | 1873 Bench Street | Xcel Energy - Red Wing Steam Plant | Minnesota | http://www.xcelenergy.com | Red Wing Steam Plant | 2 | 653 | 217680 |  | 20 |  |  |  | 1986 | SD, FF
1601 | US | Rochester, MN | MN 55904 | 2122 Campus Drive SE | Olmsted County Waste-to-Energy Facility | Minnesota | http://www.co.olmsted.mn.us/environmentalresources/garbagerecycling/owef/Pages/default.aspx | Olmsted County WtE | 2 | 180 | 60000 |  | 4 |  |  |  | 1987
1602 | US | Ronkonkoma, NY | NY 11719 | 4001 Veterans Memorial Highway | Covanta MacArthur Waste-to-Energy facility | New York | http://www.covantaenergy.com/ | Covanta Mac Arthur | 2 | 440 | 150000 |  | 12 |  |  |  | 1989
1603 | US | Saugus, MA | MA 01906 | 100 Salem Turnpike | Wheelabrator Saugus WtE | Massachusetts, northeastern | http://www.wheelabratortechnologies.com | Wheelabrator Saugus | 2 | 1500 | 517500 |  | 172 |  |  |  | 1975
1604 | US | Savannah, GA | GA 31404 | President Street Extension & Kerr-Mcgee | Montenay Savannah Operations, Inc. | Georgia |  | Savanah WtE | 2 | 900 | 300000 |  | 5 |  | heat |  | 1987 | SNCR, SD, FF
1605 | US | Spokane, WA | WA 99224 | South 2900 Geiger Boulevard | Wheelabrator Spokane Inc. | Washington | http://www.wheelabratortechnologies.com | Spokane WTE Plant | 2 | 800 | 276000 |  | 112 |  |  |  | 1991
1606 | US | Spring Hill, FL | FL 34610 | 14230 Hays Road | Covanta Pasco RRF | Florida | http://www.covantaenergy.com/ | Covanta Pasco | 3 | 954 | 329130 |  | 31.2 |  |  |  | 1991 | SNCR, SD, FF
1607 | US | St. Petersburg, FL | FL 33716 | 3095 114th Ave. N. | Pinellas County Solid Waste and Waste-to-Energy Facility | Florida, Pinellas County | http://www.pinellascounty.org | Pinellas County WtE | 3 | 2859 | 953000 |  | 60 |  |  |  | 1983 | SD, FF
1608 | US | Tampa, FL | FL 33619 | 350 North Falkenburg Road | COVANTA Hillsborough RRF | Florida | http://www.covantaenergy.com/ | Covanta Hillsborough | 3 | 1089 | 375705 |  | 116 |  |  |  | 1987
1609 | US | Tampa, FL | FL 33605 | 107 North 34th Street | Wheelabrator McKay Bay | Florida | http://www.wheelabratortechnologies.com | McKay Bay | 4 | 1630 | 544000 |  | 46 |  |  |  | 1987 | SNCR, SD, FF
1610 | US | Tulsa, OK | OK 74197 | 2122 S. Yukon Avenue | Covanta Walter B. Hall Resource Recovery Facility | Oklahoma | http://www.covantaenergy.com/ | Covanta Tulsa | 3 | 1020 | 351900 |  | 17 |  |  |  | 1988
1611 | US | Wallingford, CT | CT 06492 | 530 South Cherry Street | COVANTA Wallingford Facility | Connecticut | http://www.covantaenergy.com/ | Covanta Wallingford | 3 | 380 | 126666 |  | 11 |  |  |  | 1989 | SD, FF
1612 | US | West Palm Beach, FL | FL 33412 | 6255 N. Jog Road | North County Resource Recovery Facility | Florida | http://www.swa.org | West Palm Beach | 2 | 1632 | 544200 |  | 62 |  |  |  | 1989 | SD, ESP
1613 | US | West Palm Beach, FL | FL 33412 | N. Jog Road | SWA Renewable Energy Facility No. 2 | Florida | http://www.swa-wteproject.com | SWA WTE 2 | 2 | 2700 | 900000 | [5 empty] | Under construction | SD, FF
1614 | US | West Wareham, MA | MA 02576 | 141 Cranberry Highway | Covanta SEMASS RRF | Massachusetts, Boston, Cape Cod, | http://www.covantaenergy.com/ | Covanta Semass | 3 | 2721 | 938745 |  | 84 |  |  |  | 1988 | dry scrubber and bagfilter
1615 | US | Westbury, NY | NY 11590 | 600 Merchants Concourse | Covanta Hempstead Company, | New York, Town of Hempstead | http://www.covantaenergy.com/ | COVANTA Hempstead C | 3 | 2272 | 784012 |  | 72 |  |  |  | 1989 | dry scrubber, bagfilter
1616 | US | Westville, NJ | NJ 08093 | 600 U.S. Route 130 | Wheelabrator Gloucester waste-to-energy facility | New Jersey, | http://www.wheelabratortechnologies.com | Wheelabrator Westville | 2 | 575 | 198375 |  | 14 |  |  |  | 1989
1617 | US | York, PA | PA 17406 | 2651 Blackbridge Road | Covanta York County Resource Recovery facility | Pennsylvania | http://www.covantaenergy.com/ | York Energy systems | 3 | 1220 | 406000 |  | 41
1618 | VN | Nam Son, Hanoi City |  |  | Nam Son solid waste treatment complex (SWTC) |  |  | Nam Son Hanoi SWTC | 1 | 300 | 100000
|  | Totals | [5 empty] | Totals | 3406 | 680497.089 | 228239854.3544
[8 empty] | Average | 2.1051 | 421.0997 | 141237.5336
[8 empty] | Maximum capacity |  | 4493 | 1497600
[8 empty] | Standard Deviation |  | 511.1218 | 171756.9349
Remarks
|  | JP *) |  |  | The overview for Japan is complete, as far as visible in Google Earth, for the Prefectures: 1, 2, 4, 6, 8, 9, 11, 12, 13, 14, 16, 17, 23, 26, 27, 37, 38, 39, 41, 45. It is still not complete for the small facilities (< 3.000 kg/h) in other prefectures. However the list of facilities, in Japanese language, is available on my website.
|  | TW **) |  |  | The political and legal status of Taiwan is a contentious issue. The People's Republic of China (PRC) claims that the Republic of China government is illegitimate, referring to it as the "Taiwan Authority". The Republic of China (ROC), however, with its own constitution, independently elected president and a large army, continues to view itself as an independent sovereign state.
Final check
Interesting plant or location

## World, sorted by Capacity
1600 Waste to Energy-facilities in the World (sorted by capacity)
Mega Factory XL > 1.400.000 ton/y
Mega Factory > 1.000.000 ton/y
|  |  | Extra Large Factory 500.000-1.000.000 |  | Small Factory and IED* 25.000-100.000
|  |  | Large Factory 250.000-500.000 |  | Small Factory, non IED* 10.000-25.000
|  |  | Medium Factory 100.000-250.000 |  | Extra Small Factory, non IED* < 10.000 | *) = DIRECTIVE 2010/75/EU of 24 November 2010 on industrial emissions, Annex I, art. 5.2
Rank no. | File no. | Country | City | Zipcode | Address of the Plant | Local name of the Plant | Primary Service Area | Website | Hyperlink Google Maps (and Streetview) | Number of Streams | Total plant throughput [Mg/day] | Plant throughput [Mg/year]
Nr | Nr | Land | Standort | Postleitzahl | Adresse der Anlage | Übliche Name der Anlage | Einzugsgebiet | Webseite | Hyperlink Google Maps | Anzahl Linien | Durchsatz pro Tag (Gesamtanlage) | Durchsatz pro Jahr
N° | N° | Pays | Cité | Code Postal | Adresse de l'usine | Nom local d'usine | Région de service | Site Internet | Lien hypertexte sur Google Maps | Nombre de lignes | Capacité par jour | Capacité par année
N. | N. | Paese | Città | Codice Postale | Indirizzo dell'impianto | Impianto | Regione | Sito Internet | Collegamento ipertestuale su Google Maps | Numero linee | Capacità all'jour | Capacità all'anno
|  | 国家 | 城市 |  | 興建地點 | 焚化廠名稱 |  | 本廠網址 | 中粘贴链接(Google Maps) | 焚化爐數 | 設計處理量(公噸/日) | 設計處理量
|  | 国家 | 組合名 | 郵便番号 | 住所 | 施設名 |  | ウェブサイト | 用リンク(Google Maps) |  | 処理能力 | 処理能力
|  | 국가 | 도시 |  | 소 재 지 | 시설명 |  | 웹 사이트 | 하이퍼 링크를 |  | 시설용량 , 톤/일 | 시설용량
Nr. | Nr. | Land | Stad | Postcode | Adres installatie | Gebruikelijke naam installatie | Verzorgingsgebied afvalverwerking | Website | Hyperlink Google Maps | Aantal lijnen | Afvaldoorzet per dag (totale installatie) | Afvaldoorzet per jaar
≥ 8000 hours/year
1 | 1413 | NL | Amsterdam | 1045 BA | Australiëhavenweg 21 | Afval Energie Bedrijf Amsterdam (AEB) | Amsterdam, Schiphol | http://www.afvalenergiebedrijf.nl | AEB Amsterdam | 6 | 4493 | 1497600
2 | 1422 | NL | Rotterdam Botlek | 3197 KK | Prof. Gerbandyweg 10 | AVR-Rozenburg | Zuid-Holland | http://www.vangansewinkelgroep.com | AVR Rozenburg | 7 | 4351 | 1450400
3 | 1453 | PT | S. Joao de Talha | 2696-801 | Plataforma Ribeirinha da CP | Central de Tratamento de Residuos CTRSU | Lisboa, Setubal | http://www.valorsul.pt | CTRSU Lisboa | 5 | 3360 | 1120000
4 | 1546 | US | Chester, PA | PA 19013 | 10 Highland Avenue | Covanta Delaware Valley | Pennsylvania, Chester | http://www.covantaenergy.com/ | Covanta Delaware Valley | 6 | 3037 | 1047853
5 | 1419 | NL | Moerdijk | 4782 PM | Middenweg 34 | Attero Zuid (AZN) | Noord-Brabant, Limburg | https://www.attero.nl | Attero Moerdijk | 4 | 3029 | 1045005
6 | 77 | CN | Beijing, Mentougou district |  |  | Beijing Lujiashan incinerator | Beijing |  |  | 4 | 3000 | 1000000
7 | 78 | CN | Beijing, Shijingshan |  |  | Beijing Shougang | Beijing |  |  | 4 | 3000 | 1000000
8 | 113 | CN | Shanghai-Minhang |  |  | Minhang Municipal Waste Incineration Plant | Shanghai | http://cdmup.u5.84g.com |  | 4 | 3000 | 999999.9
9 | 1495 | SG | Singapore | 637821 | 98 Tuas South Avenue 3 | Tuas South Incineration Plant (TSIP) | Singapore | http://app.sgdi.gov.sg/listing.asp?agency_subtype=dept&agency_id=0000002784 | TUAS SOUTH Singapore | 6 | 3000 | 1035000
10 | 1552 | US | Detroit, MI | MI 48211 | 5700 Russell Street | Detroit Renewable Power facility | Michigan, Greater Detroit | http://www.detroitthermal.com | Detroit Renewable Energy | 3 | 2986 | 1030013
11 | 1607 | US | St. Petersburg, FL | FL 33716 | 3095 114th Ave. N. | Pinellas County Solid Waste and Waste-to-Energy Facility | Florida, Pinellas County | http://www.pinellascounty.org | Pinellas County WtE | 3 | 2859 | 953000
12 | 372 | FR | Paris, Saint-Ouen | 94300 | 22 - 24 rue Ardoin | SYCTOM, Saint-Ouen Paris | 93 Seine-Saint-Denis | http://www.syctom-paris.fr/ | Syctom Saint-Ouen | 3 | 2736 | 630000
13 | 1578 | US | Lorton, VA | VA 22079 | 9898 Furnace Road | Covanta Fairfax, Inc. | Virginia, Fairfax County, | http://www.covantaenergy.com/ | Covanta Fairfax | 4 | 2721 | 938745
14 | 1580 | US | Miami, Doral, FL | FL 33178 | 6990 NW 97th Avenue | Covanta Southeastern Florida Renewable Energy | Florida, Miami-Dade County | http://www.covantaenergy.com/ | Covanta Doral Florida | 4 | 2721 | 907000
15 | 1614 | US | West Wareham, MA | MA 02576 | 141 Cranberry Highway | Covanta SEMASS RRF | Massachusetts, Boston, Cape Cod, | http://www.covantaenergy.com/ | Covanta Semass | 3 | 2721 | 938745
16 | 1613 | US | West Palm Beach, FL | FL 33412 | N. Jog Road | SWA Renewable Energy Facility No. 2 | Florida | http://www.swa-wteproject.com | SWA WTE 2 | 2 | 2700 | 900000
17 | 455 | GB | Runcorn | WA7 4JE | Weston Point | TPSCo, Energy from Waste CHP plant | Greater Manchester Area | http://www.ineoschlor.com | Weston Point Runcorn | 4 | 2552.5526 | 850000
18 | 1584 | US | Newark, NJ | NJ 07105 | 183 Raymond Boulevard | Covanta Essex Company | New Jersey, Essex County | http://www.covantaenergy.com/ | Covanta Newark | 3 | 2540 | 876340
19 | 1487 | SE | Stockholm-Bandhagen | 124 59 | Kvicksundsvägen 16 | Högdalenverket i Stockholm | Stockholms län | http://www.stockholm.se/ | Hogdalenverket Stockholm | 5 | 2520 | 839999.916
20 | 371 | FR | Paris, Ivry XIII | 75013 | 43 rue Bruneseau | SYCTOM, Ivry-Paris XIII | 94 Val-de-Marne | http://www.syctom-paris.fr/ | Syctom Paris Ivry | 2 | 2400 | 730000
21 | 478 | IT | Brescia | 25124 | via Malta 25/R | Termoutilizzatore di Brescia | Lombardia, BS | http://www.a2a.eu | Brescia | 3 | 2400 | 800000
22 | 1496 | SG | Singapore-Senoko * | 759907 | 30 Attap Valley Road | Senoko Waste To Energy Plant (SWTE) | Singapore |  | Senoko | 6 | 2400 | 828000
23 | 195 | DE | Köln | 50735 | Geestemünder Straße 25A | AVG Köln | Nordrhein-Westfalen | http://www.avgkoeln.de | AVG Köln | 4 | 2280.0228 | 760000
24 | 1615 | US | Westbury, NY | NY 11590 | 600 Merchants Concourse | Covanta Hempstead Company, | New York, Town of Hempstead | http://www.covantaenergy.com/ | COVANTA Hempstead C | 3 | 2272 | 784012
25 | 1540 | US | Baltimore, MD | MD 21230 | 1801 Annapolis Road | Wheelabrator Baltimore waste-to-energy facility | Maryland | http://www.wheelabratortechnologies.com | Wheelabrator Baltimore | 3 | 2250 | 776250
26 | 1542 | US | Bridgeport, CT | CT 06605 | 6 Howard Avenue | Wheelabrator Bridgeport waste-to-energy facility | Connecticut | http://www.wheelabratortechnologies.com | Wheelabrator Bridgeport | 3 | 2250 | 776250
27 | 1557 | US | Fort Lauderdale, FL | FL 33314 | 4400 South State Road 7 | Wheelabrator South Broward WtE | Florida, Broward County | http://www.wheelabratortechnologies.com | South Broward | 3 | 2250 | 776250
28 | 1585 | US | Niagara Falls, NY | NY 14304 | 100 Energy Blvd. at 56th Street | Covanta Niagara Resource Recovery Facility | New York | http://www.covantaenergy.com/ | Covanta Niagara | 2 | 2250 | 776250
29 | 1590 | US | Peekshill, NY | NY 10566 | One Charles Point Avenue | Wheelabrator Westchester | New York | http://www.wheelabratortechnologies.com | Wheelabrator Peekshill | 3 | 2250 | 776250
30 | 1593 | US | Pompano Beach, FL | FL 33073 | 2600 Wiles Road | Wheelabrator North Broward | Florida, Broward County | http://www.wheelabratortechnologies.com | Wheelabrator North Broward | 3 | 2250 | 776250
31 | 1455 | RU | Moscow |  |  | MPZ 1 waste incineration plant | Moscow-North |  | NO INFO | 3 | 2160 | 750000
32 | 430 | GB | Bexley-Belvedere / Greater London | DA 17 | Norman Road | Riverside Resource Recovery Facility (RRRF) | London | http://www.coryenvironmental.co.uk | RRRF London | 3 | 2145 | 585000
33 | 214 | DE | Oberhausen | 46049 | Buschhausener Straße | Gemeinschafts-Müll-Verbrennungsanlage Niederrhein GmbH | Nordrhein-Westfalen | http://www.gmva.de | GMVA Oberhausen | 4 | 2103.021 | 701000
34 | 206 | DE | Mannheim | 68169 | Otto-Hahn-Straße 1 | Müllheizkraftwerk Mannheim | Baden-Württemberg | http://www.mvv-umwelt.de | MVV Mannheim | 4 | 2100.021 | 700000
35 | 209 | DE | München-Unterföhring | 85774 | Münchner Str. 22 | Müllheizkraftwerk München Nord | (Ober) Bayern | http://www.swm.de | MHKW München Nord | 5 | 2029 | 700005
36 | 103 | CN | Jinan City |  |  | China Everbright Int., Jinan Waste tot Energy project | Shandong | http://www.ebchinaintl.com |  | 3 | 2000 | 666666.6
37 | 132 | CN | Wuxi |  |  | Wuxi waste incineration plant | Jiangsu |  |  | 4 | 2000 | 666666.6
38 | 1412 | NL | Alkmaar | 1812 RD | Jadestraat 1 | HVC-Alkmaar | Noord-Holland, Flevoland | http://www.hvcgroep.nl | HVC Alkmaar | 4 | 1992 | 664000
39 | 204 | DE | Magdeburg | 39126 | Kraftwerk-Privatweg 7 | Müllheizkraftwerk Rothensee GmbH | Sachsen-Anhalt | http://www.mhkw-rothensee.de | MHKW Rothensee | 4 | 1980.0198 | 660000
40 | 1570 | US | Indianapolis, IN | IN 46221 | 2320 South Harding Street | Covanta Indianapolis RRF | Indiana | http://www.covantaenergy.com | Covanta Indianapolis | 3 | 1972 | 657575
41 | 1567 | US | Honolulu, Kapolei, HI | HI 96707 | 91-174 Hanua Street | COVANTA Honolulu Resource Recovery Venture | Hawaii | http://www.covantaenergy.com/ | Covanta Hawaii | 2 | 1960 | 653000
42 | 474 | IT | Acerra | 80011 | Contrada Pagliarone | Termovalorizzatore di Acerra | Campania, Napoli | http://www.osservatorioacerra.it | TMV Acerra | 3 | 1950 | 600000
43 | 171 | DE | Essen-Karnap | 45329 | Arenbergstrasse 45 | Müllheizkraftwerk Essen-Karnap | Nordrhein-Westfalen | http://ww.rwe.com | MHKW Essen Karnap | 4 | 1920 | 688746
44 | 1565 | US | Hartford, CT | CT 06114 | Reserve Road, Gate 20-40 | CRRA Mid-Conn RRF | Connecticut | http://www.crra.org/pages/proj_midconn_facilities.htm#rdf | CRRA Hartford CT | 3 | 1839 | 615000
45 | 247 | DK | Glostrup | 2600 | Ejbymosevej 219 | I/S Vestforbrænding | Region Hovedstaden | http://www.vestfor.dk/ | I/S Vestforbrenning | 5 | 1824 | 629280
46 | 87 | CN | Dongguan City |  | Downtown city | Chongqing Sanfeng Covanta Environmental Industry | Guangdong |  |  | 3 | 1800 | 600000
47 | 89 | CN | Fengsheng |  |  | Chongqing Luneng Environment Industry Co | Chongqing |  |  | 3 | 1800 | 600000
48 | 105 | CN | Jinjiang |  |  | C & G Jinjiang WTE plant, phase I, II | Fujian | http://www.cg-ep.com/operations/wte.plant |  | 3 | 1800 | 600000
49 | 1245 | JP | Tokyo-Koto | 136-0081 | 3-1-1 Koto Yumenoshima | New Koto Waste disposal facilities | Tokyo City 23 | http://www.union.tokyo23-seisou.lg.jp/ | Tokyo New Koto fac | 3 | 1800 | 600000
50 | 1509 | TW | Kaohsiung City, Xiaogang District | 812 | No.6, Beilin Rd | Kaohsiung South Refuse Incineration Plant | Kaohsiung City | http://sip.kcg.gov.tw/ | Kaohsiung South | 4 | 1800 | 621000
51 | 1523 | TW | Taipei City, Beitou District | 111 | Zhoumei Street, Sport Park | Beitou Refuse Incineration Plant | Taipei City | http://www.ptrip.gov.tw/ | Beitou Incinerator | 4 | 1800 | 599999.94
52 | 1595 | US | Portsmouth, VA | VA 23702 | 4 Victory Boulevard | Wheelabrator Portsmouth WtE | Virginia | http://www.wheelabratortechnologies.com | Wheelabrator Porthmouth | 2 | 1800 | 600000
53 | 500 | IT | Milano | 20153 | via Silla 249 | Termovalorizzatore Silla 2 | Lombardia, Milano | http://www.amsa.it | AMSA Silla | 3 | 1740 | 555000
54 | 108 | CN | Macau |  |  | Macau Refuse Incineration Plant | Macau |  |  | 6 | 1728 | 568000
55 | 1424 | NL | Wijster | 9418 TM | Vamweg 7 | Attero-Noord Essent Milieu | Drenthe, Utrecht, Noord-Brabant | https://www.attero.nl | Attero Wijster | 3 | 1728 | 576000
56 | 1464 | SE | Göteborg | 415 07 | Lemmingsgatan 9 | Renova Sävenäsverket i Göteborg | Västra Götalands län | http://www.renova.se | Renova Goteborg | 4 | 1728 | 550000
57 | 1494 | SG | Singapore | 638831 | 20 Tuas Avenue 20 | Tuas Incineration Plant (TIP) | Singapore | http://www.nea.gov.sg | TIP Singapore | 5 | 1700 | 586500
58 | 1558 | US | Fort Myers, FL | FL 33905 | 10500 Buckingham Road, Suite 400 | Covanta Lee County Solid Waste Resource Recovery Facility | Florida, Southwest | http://www.covantaenergy.com/ | Covanta Lee County | 3 | 1665 | 555000
59 | 1418 | NL | Hengelo | 7554 RT | Bolderhoekweg 51 | Twence | Overijssel | http://www.twence.nl/ | Twence Hengelo | 3 | 1656 | 571320
60 | 1553 | US | Dickerson, MD | MD 20842 | 21204 Martinsburg Road | Covanta Montgomery RRF | Maryland | http://www.covantaenergy.com/ | Covanta Dickerson | 3 | 1632 | 563040
61 | 1612 | US | West Palm Beach, FL | FL 33412 | 6255 N. Jog Road | North County Resource Recovery Facility | Florida | http://www.swa.org | West Palm Beach | 2 | 1632 | 544200
62 | 1609 | US | Tampa, FL | FL 33605 | 107 North 34th Street | Wheelabrator McKay Bay | Florida | http://www.wheelabratortechnologies.com | McKay Bay | 4 | 1630 | 544000
63 | 524 | IT | Torino |  | Strada del Portone | Termovalorizzatore di Gerbido | Piemonte | http://www.trm.to.it | Termovalorizzatore di Gerbido | 3 | 1620 | 421000
64 | 76 | CN | Beijing, Chaoyang |  |  | Beijing Gao-an-tun waste to energy plant | Beijing |  |  | 2 | 1600 | 533333.28
65 | 1481 | SE | Malmö | 20313 | Spillepengsgatan 211 | Sysav | Skane | www.sysav.se | Sysav Malmo | 4 | 1600 | 550000
66 | 186 | DE | Herten | 45699 | Im Emscherbruch 11 | RZR Herten | Nordrhein-Westfalen | http://www.agr.de/rzr-herten | RZR Herten | 4 | 1590.0159 | 530000
67 | 184 | DE | Helmstedt | 38350 | An der B 244 (zwischen Helmstedt und Schöningen) | E.ON Energy from Waste Helmstedt GmbH | Niedersachsen | http://www.eon-energyfromwaste.com | TRV Buschhaus | 3 | 1575.0158 | 525000
68 | 14 | AT | Zwentendorf | 3435 | AVN-Straße | Thermische Abfallverwertungsanlage Zwentendorf/Dürnrohr | Niederösterreich | http://www.evn-abfallverwertung.at | EVN Zwentendorf | 3 | 1575 | 525000
69 | 153 | DE | Berlin (Spandau) | 13597 | Freiheit 24 - 25 | BSR Müllheizkraftwerk Ruhleben | Berlin | http://www.bsr.de/3025.htm | BSR MVA Spandau | 8 | 1569.0157 | 523000
70 | 19 | BE | Brussel / Bruxelles, (Neder-Over-Heembeek) | 1000 | Leon Monnoyer Kaai 8 / Quai Leon Monnoyer 8 | L’incinérateur de Neder-Over-Heembeek | Brussel / Bruxelles | http://www.bruxelles-proprete.be | Bruxelles-Energie | 3 | 1545 | 515000
71 | 16 | AZ | Baku, Balakhani |  | (near) Binagadi Balakhani Highway | Balakhani Waste-to-Energy Plant | Baku City | http://www.tamizshahar.az | Baku WTE | 2 | 1501.5015 | 500000
72 | 446 | GB | London, Enfield | N18 3AG | Advent Way, | London Waste, Energy Centre | London | http://www.londonwaste.co.uk | Energy Centre London | 5 | 1501.5015 | 500000
73 | 86 | CN | Dalian City |  |  | Dalian City Waste to Energy Plant | Liaoning |  |  | 3 | 1500 | 500000
74 | 90 | CN | Foshan, Nanhai district |  |  | Waste-to-energy plant in Nanhai | Guangdong |  |  | 3 | 1500 | 500000
75 | 112 | CN | Shanghai-Jiading |  | Jiading district | Jiangqiao waste-to-energy facility | Shanghai | http://www.veolia-esasia.com |  | 3 | 1500 | 499999.95
76 | 122 | CN | Suzhou |  |  | China Everbright Int., Suzhou III | Jiangsu | http://www.ebchinaintl.com |  | 3 | 1500 | 499999.95
77 | 447 | GB | Maidstone | ME16 0LE | Laverstoke Road | Allington Integrated Waste Management Facility | Kent | http://www.kentenviropower.co.uk/ | WRC Maidstone | 3 | 1500 | 500000
78 | 969 | JP | Nagoya-Aichi | 455-0855 | 101 2-chome Minato-ku, Fujimae | Nagoya Plant Nanyang | Aichi Prefecture |  | Nogaya Minato Ward | 3 | 1500 | 499999.95
79 | 1454 | QA | Mesaieed |  |  | Domestic Solid Waste Management Centre (DSWMC) | Qatar | http://www.kie.com.sg | NO INFO | 3 | 1500 | 500000
80 | 1525 | TW | Taipei City, Wenshan District | 116 | 53, Sec. 5, Muzha Rd | Muzha Refuse Incineration Plant | Taipei City | http://www.mcrip.taipei.gov.tw/ | Muzha Incinerator | 4 | 1500 | 499999.95
81 | 1581 | US | Millbury, MA | MA 01527 | 331 Southwest Cutoff Road | Wheelabrator Millbury WtE Facility | Massachusetts, central | http://www.wheelabratortechnologies.com | Wheelabrator Millbury | 2 | 1500 | 517500
82 | 1583 | US | Morrisville, Falls Township, PA | PA 19067 | 1201 New Ford Road | Wheelabrator Falls waste-to-energy facility | Pennsylvania, Bucks County | http://www.wheelabratorfalls.com | Wheelabrator Falls | 2 | 1500 | 517500
83 | 1603 | US | Saugus, MA | MA 01906 | 100 Salem Turnpike | Wheelabrator Saugus WtE | Massachusetts, northeastern | http://www.wheelabratortechnologies.com | Wheelabrator Saugus | 2 | 1500 | 517500
84 | 160 | DE | Bremen | 28219 | Oken 2 | Müllheizkraftwerk Bremen | Bremen | http://www.swb-gruppe.de | MHKW Bremen | 4 | 1497.516 | 499167
85 | 1566 | US | Haverhill, MA | MA 01835 | 100 Recovery Way | Covanta Haverhill | Massachusetts | http://www.covantaenergy.com/ | Covanta Haverhill | 2 | 1496 | 516120
86 | 370 | FR | Paris, Issy-les-Moulineaux | 92130 | 39-97 Quai du Président Roosevelt | SYCTOM Isséane | 92 Hauts-de-Seine | http://www.syctom-isseane.com/ | SYTCOM Isséane | 2 | 1464 | 460000
87 | 172 | DE | Frankfurt | 60439 | Heddernheimer Landstr. 157 | Müllheizkraftwerk Frankfurt am Main | Hessen | http://www.mhkw-frankfurt.de/ | MHKW Frankfurt am Main | 4 | 1440.0144 | 480000
88 | 148 | CZ | Praha (Prague) | 10800 | Průmyslová 615 / 32 | ZEVO Malešice | Praha (Prague) | http://www.psas.cz | ZEVO Praha Malešice | 4 | 1440 | 220000
89 | 1586 | US | North Andover (NESWC), MA | MA 01845 | 285 Holt Road | Wheelabrator North Andover | Massachusetts, Northeastern | http://www.wheelabratortechnologies.com | Wheelabrator North Andover | 2 | 1360 | 469200
90 | 224 | DE | Schwandorf | 92421 | Alustraße 7 | Zweckverband Müllverwertung Schwandorf (ZMS) | Bayern, Oberpfalz | http://www.z-m-s.de | ZMS Schwandorf | 4 | 1353 | 466785
91 | 75 | CN | Baotou City |  |  | China BOQI, Baotou waste incineration project | Inner Mongolia | http://www.chinaboqi.com |  | 3 | 1350 | 449999.955
92 | 1511 | TW | Kaohsiung City, Gangshan District | 820 | No.9, Bengong 5th Rd | Okayama Refuse Incineration Plant | Kaohsiung County | http://crrp.kcg.gov.tw/intro.htm | Okayama Plant | 3 | 1350 | 449999.955
93 | 1510 | TW | Kaohsiung City, RenWu District, Wu Lin Village | 814 | 100, Ren-An Second Lane | Sita RenWu Refuse Incineration Plant | Kaohsiung County | http://www.suez-environnement.cn | RenWu Incinerationplant | 3 | 1350 | 465750
94 | 1516 | TW | New Taipei City, Bali District | 24941 | 65, XiaGuZi | BaLi Refuse Incineration Plant | Taipei County | http://waste.epb.tpc.gov.tw/Bali/english/index.aspx | BaLi Incineration Plant | 3 | 1350 | 450000
95 | 1515 | TW | New Taipei City, Shulin District | 238 | No.212, Sec. 3, Zhongshan Rd | Shulin Refuse Incineration Plant | Taipei County | http://www.slrip.sesc.com.tw/e_aboutus.php | Shulin Incinerator | 3 | 1350 | 465750
96 | 1529 | TW | Zhonghli City | 320 | No.16, Songjiang N. Rd | HSIN YUNG Incinerator | Taoyuan County | http://www.tyepb.gov.tw/tyepbnew/cht/index.php? | Taoyuan County BOO | 2 | 1350 | 449999.955
97 | 154 | DE | Bernburg | 06406 | Köthensche Straße 3 a | Energie Anlage Bernburg GmbH (EAB) | Sachsen-Anhalt |  | Solvay Bernburg | 3 | 1320.0132 | 440000
98 | 92 | CN | Fuzhou |  |  | Covanta Fuzhou Energy-from-Waste facility | Fujian | http://www.covantaenergy.com |  | 2 | 1320 | 455400
99 | 129 | CN | Tongxing |  |  | Covanta Tongxing Energy-from-Waste facility | Chongqing | http://www.covantaenergy.com |  | 2 | 1320 | 455400
100 | 1598 | US | Rahway, NJ | NJ 07065 | Paterson street | Covanta Union County Resource Recovery Facility | New Jersey | http://www.covantaenergy.com/ | Covanta Union | 3 | 1305 | 450225
101 | 364 | FR | Nice | 06000 | 33 Boulevard de l'Ariane | Nice | 06 Alpes-Maritimes |  | UIOM de Nice | 4 | 1296 | 450000
102 | 239 | DE | Wuppertal | 42349 | Korzert 15 | AWG Abfallwirtschaftsgesellschaft mbH Wuppertal | Nordrhein-Westfalen | http://www.awg-wuppertal.de | AWG Wuppertal | 5 | 1281.0128 | 427000
103 | 1452 | PT | Maia, Oporto | 4471-907 | Lugar de Cretins | LIPOR, Central de Valorização Energética | Oporto | http://www.lipor.pt | Lipor Oporto | 2 | 1280 | 441600
104 | 1420 | NL | Roosendaal | 4703 RK | Potendreef 2 | SITA ReEnergy Roosendaal | Noord-Brabant, Zeeland | http://www.sita.nl/ | Sita Roosendaal | 4 | 1267 | 422400
105 | 155 | DE | Bielefeld | 33609 | Schelpmilser Weg 30 | MVA Bielefeld-Herford GmbH | Nordrhein-Westfalen | http://www.interargem.de | MVA Bielefeld | 3 | 1260.0126 | 420000
106 | 445 | GB | London | SE14 5RS | Landmann Way, Off Surrey Canal Road, | SELCHP ERF | Lewisham, Greenwich, Westminster and Bromley | http://www.selchp.com | SELCHP London | 2 | 1260 | 420000
107 | 464 | HU | Budapest | 1151 | Mélyfúró u. 10-12. | Hulladékhasznosító Mű (HHM) | Budapest | http://www.fkf.hu | HHM Budapest | 4 | 1260 | 420000
108 | 1343 | JP | Yokohama-Hodogaya * | 240-0025 | 355 Karibacho | Hodogaya Plant | Kanagawa Prefecture | http://www.city.yokohama.lg.jp/shigen/sub-soshiki/kojo/hodogayak/ | Yokohama Hodogaya | 3 | 1260 | 419999.958
109 | 1577 | US | Long Beach, CA | CA 90802 | 118 Pier S. Ave | Covanta Long Beach Renewable Energy (SERRF) | California, Los Angeles Cy | http://www.covantaenergy.com/ | SERRF | 3 | 1250 | 455000
110 | 1617 | US | York, PA | PA 17406 | 2651 Blackbridge Road | Covanta York County Resource Recovery facility | Pennsylvania | http://www.covantaenergy.com/ | York Energy systems | 3 | 1220 | 406000
111 | 231 | DE | Stuttgart | 70376 | Voltastr. 45-57 | EnBW Restmüllheizkraftwerk Stuttgart-Münster | Baden-Württemberg | http://www.enbw.com/content/de/der_konzern/enbw_gesellschaften/kraftwerke_ag/konventionell/restmuellheizkraftwerk_stuttgart_muenster/index.jsp | MHKW Stuttgart | 3 | 1217 | 419865
112 | 1582 | US | Minneapolis, MN | MN 55405 | 505 6th Avenue North | Covanta Hennepin Energy Resource Co. | Minnesota, Hennepin County | http://www.covantaenergy.com/ | Covanta Hennepin | 2 | 1212 | 418140
113 | 1479 | SE | Linköping | 58 275 | GÄRSTADSVÄGEN 5 | Gärstadverket i Linköping CHP 50, CHP 60 | Östergötlands län | http://www.tekniskaverken.se/ | Gärstadverket i Linköping | 4 | 1201.2012 | 400000
114 | 20 | BE | Doel | 9130 | Haven 1940, Molenweg | Indaver Doel (Beveren) | Vlaanderen | http://www.indaver.be | Indaver Doel Beveren | 3 | 1200 | 401636
115 | 74 | CN | Baoding City, Dahoucun |  | near Baoxin highway | Baoding Waste to Energy Project | Hebei |  | Baoding WTE | 2 | 1200 | 400000
116 | 84 | CN | Chengdu |  | 124 Ming Zhu Lu, Long Quan Yi Qu | Chengdu WTE | Sichuan | http://www.covantaenergy.com | Chengdu WTE | 3 | 1200 | 400000
117 | 94 | CN | Haikou |  |  | Haikou waste incineration plant | Hainan |  |  | 2 | 1200 | 399999.96
118 | 96 | CN | Huangshi City |  |  | C&G Huangshi City | Hubei | http://www.cg-ep.com |  | 2 | 1200 | 399999.96
119 | 116 | CN | Shenzhen- Baoan |  |  | Shenzhen - Baoan II | Guangdong |  |  | 3 | 1200 | 399999.96
120 | 130 | CN | Wenzhou City, Linjiang Town |  | 330 Guo Dao, Shatoucun | Linjiang Erqi MSW Incineration | Zhejiang |  | Wenzhou City | 2 | 1200 | 400000
121 | 136 | CN | Xuzhou |  | Xuzhou Economic and Technological Development Zone | GCL-Poly, Xuzhou Incineration Plant | Jiangsu | http://www.gcl-poly.com.hk/eng/products/power_management_xuzhou.php |  | 3 | 1200 | 399999.96
122 | 145 | CN | Zibo City, Zhangdian District |  |  | Shandong MSW Incineration | Shandong |  |  | 3 | 1200 | 399999.96
123 | 99 | CN | Huzhou City |  |  | Mizuda, Huzhou South Tai Lake Green Energy | Zhejiang | http://www.mizuda.com |  | 3 | 1200 | 399999.96
124 | 1068 | JP | Osaka- Higashiosaka | 578-0921 | 4-6-25 Mizuhai | Cleaning facility Higashi Higashi City | Osaka Prefecture | http://www.higashiosaka-toshiseisou.or.jp/ | Osaka Higashi | 5 | 1200 | 399999.96
125 | 1344 | JP | Yokohama-Kanazawa |  | Sachiura, 2 | Kanazawa Plant | Kanagawa Prefecture | http://www.city.yokohama.lg.jp/shigen/sub-soshiki/kojo/kanazawak/ | Yokohama Kanazawa | 3 | 1200 | 399999.96
126 | 1345 | JP | Yokohama-Tsurumi | 230-0045 | 1-15-1 Suehirocho | Tsurumi Plant | Kanagawa Prefecture | http://www.city.yokohama.lg.jp/shigen/sub-soshiki/kojo/tsurumik/ | Yokohama Tsurumi | 3 | 1200 | 414000
127 | 1346 | JP | Yokohama-Tsuzuki |  | Hiradai, 27-1 | Continued Plant Yokohama | Kanagawa Prefecture | http://www.city.yokohama.lg.jp/shigen/sub-soshiki/kojo/tsuzukik/ | Yokohama Tsuzuki | 3 | 1200 | 399999.96
128 | 167 | DE | Düsseldorf | 40235 | Flinger Broich 25 | Stadtwerke Düsseldorf AG, Müllverbrennungsanlage | Nordrhein-Westfalen | http://www.swd-ag.de | Stadtwerke Düsseldorf | 6 | 1186.1862 | 395000
129 | 199 | DE | Leuna | 06237 | An der B 91, Tor 12, Bau 1216 | MVV TREA Leuna | Sachsen-Anhalt | http://www.mvv-umwelt.de | TREA Leuna | 2 | 1170.0117 | 390000
130 | 431 | GB | Billingham | TS23 1PY | Haverton Hill Road, | SITA Teeside EfW Plant | North East | http://www.sita.co.uk | Sita Tees Valley | 3 | 1170 | 390000
131 | 259 | DK | København | 2300 | Kraftværksvej 31 | I/S Amagerforbrænding | Region Hovedstaden | http://www.amfor.dk | I_S Kobenhavn | 4 | 1152 | 397440
132 | 1414 | NL | Delfzijl-Farmsum | 9936 HD | Oosterhorn 38 | E.ON Energy from Waste Delfzijl B.V. | Groningen | http://www.eon-energyfromwaste.com | E.ON Delfzijl | 2 | 1152 | 384000
133 | 432 | GB | Birmingham | B11 2BA | James Road | Veolia, Tysely ERF | West Midlands | http://www.veoliaenvironmentalservices.co.uk/Birmingham/ | Veolia ERF Birmingham | 2 | 1128 | 350000
134 | 280 | ES | Cerceda (A Coruña) | 15187 | Morzós, 10 bajos, San Roman -Encrovas | Sociedade Galega do Medio Ambiente (SOGAMA) | Galicia, Galiza | http://www.sogama.es | SOGAMA | 2 | 1104 | 506115
135 | 429 | GB | Ardley |  | north of Middleton Stoney | Viridor, Ardley WTE | Oxfordshire | http://www.viridor.co.uk/sites-developments/ardley-efw/ | ardley-efw | 2 | 1104 | 368000
136 | 197 | DE | Laar-Coevorden (NL) | 49824 | Vosmatenweg 6 | EVI Abfallverwertung B.V. & Co. KG | Niedersachsen | http://www.evi-europark.de | EVI Laar Coevorden | 2 | 1094.4109 | 364800
137 | 114 | CN | Shanghai-Pudong |  |  | Pudong Yuqiao WTE Plant | Shanghai |  |  | 3 | 1094 | 377430
138 | 1539 | US | Bainbridge, PA | PA 17502 | 1911 River Rd | Covanta Lancaster County Resource Recovery Facility | Pennsylvania | http://www.covantaenergy.com/ | Covanta Bainbridge | 3 | 1089 | 375705
139 | 1608 | US | Tampa, FL | FL 33619 | 350 North Falkenburg Road | COVANTA Hillsborough RRF | Florida | http://www.covantaenergy.com/ | Covanta Hillsborough | 3 | 1089 | 375705
140 | 1550 | US | Conshohocken, PA | PA 19428 | 1155 Conshohocken Road | Covanta Plymouth Renewable Energy | Pennsylvania | http://www.covantaenergy.com/ | Convanta Conshohocken | 2 | 1088 | 362800
141 | 170 | DE | Eschweiler | 52249 | Zum Hagelkreuz 22 | MVA Weisweiler GmbH & Co. KG | Nordrhein-Westfalen | http://www.mva-weisweiler.de/ | NO INFO | 3 | 1087.0871 | 362000
142 | 196 | DE | Krefeld | 47829 | Parkstr. 234 | MVA Krefeld | Nordrhein-Westfalen | http://www.egk.de | MVA Krefeld | 5 | 1080.0108 | 360000
143 | 146 | CZ | Brno-Židenice | 62800 | Jedovnická 4247/2 | SAKO Brno | South Moravia | http://www.sako.cz | SAKO Brno | 3 | 1080 | 359999.964
144 | 1416 | NL | Duiven | 6921 PZ | Rivierweg 20 | AVR (locatie Duiven) | Gelderland | http://www.vangansewinkelgroep.com | AVR Duiven | 3 | 1080 | 360000
145 | 1456 | RU | Moscow | 117545 | Ul.Podolskich Kursantov 22a | EVN-ekotechprom msz 3 | Moscow | http://www.msz3.ru/ | MSZ 3 Moskow | 3 | 1080 | 372600
146 | 228 | DE | Stapelfeld | 22145 | Ahrensburger Weg 4 | E.ON Energy from Waste Stapelfeld GmbH | Schleswig-Holstein | http://www.eon-energyfromwaste.com | E.ON Stapelfeld | 2 | 1068.0107 | 356000
147 | 411 | FR | Strasbourg | 67000 | 3 route du Rohrschollen | Tiru, Strasbourg | 67 Bas-Rhin | http://www.groupe-seche.com | Tiru Strasbourg | 4 | 1056 | 350000
148 | 418 | FR | Toulouse Mirail | 31100 | 11 Chemin de Perpignan | Veolia Toulouse | 31 Haute-Garonne | http://www.veolia-proprete.fr/ | Veolia Toulouse | 4 | 1056 | 352000
149 | 434 | GB | Cardiff | CF24 | Trident Park, Glass Avenue, Oceam way | Viridor Cardiff EfW | Wales |  | Viridor Cardiff | 2 | 1056 | 352000
150 | 205 | DE | Mainz | 55120 | Kraftwerkallee 1 | Müllheizkraftwerk Mainz | Rheinland-Pfalz | http://www.mhkw-mainz.de/ | EGM Mainz | 3 | 1050.0105 | 350000
151 | 120 | CN | Suzhou |  |  | China Everbright Int., Suzhou I | Jiangsu | http://www.ebchinaintl.com |  | 3 | 1050 | 349999.965
152 | 142 | CN | Zhongshan |  |  | Zhongshan City Centre Waste-to-Energy Plant | Guangdong |  |  | 3 | 1050 | 350000
153 | 276 | ES | Barcelona (Sant Adrià del Besòs) | 08930 | Avinguda d'Eduard Maristany 44 | Planta de Valorización Energética (PVE), Tersa | Catalunya, Cataluña | http://www.tersa.com/ | TERSA | 3 | 1044 | 360180
154 | 337 | FR | Grand Quevilly (Le) | 76120 | Boulevard Stalingrad | Veolia, UIOM DE Rouen | 76 Seine-Maritime | http://www.smedar.fr | VESTA Rouen | 3 | 1044 | 348000
155 | 346 | FR | Lille _Halluin | 59250 | 13-202 Chemin de Péruweltz | CVE Antares (Le Centre de Valorisation Energétique d'Halluin) | 59 Nord | http://www.lillemetropole.fr/index.php?p=977&art_id= | UIOM de Halluin | 3 | 1044 | 360180
156 | 177 | DE | Hamburg | 21129 | Rugenberger Damm 1 | MVR Müllverwertung Rugenberger Damm GmbH & Co. KG | Hamburg | http://www.mvr-hh.de/ | MVA Rugenberger Damm | 2 | 1041.0104 | 347000
157 | 1610 | US | Tulsa, OK | OK 74197 | 2122 S. Yukon Avenue | Covanta Walter B. Hall Resource Recovery Facility | Oklahoma | http://www.covantaenergy.com/ | Covanta Tulsa | 3 | 1020 | 351900
158 | 417 | FR | Toulon | 83200 | Chemin Gaëtan Gastaldo - Quartier Escaillon | Novergie Toulon | 83 Var | http://www.novergie.fr/page/groupe/usines/usine.php?id=8 | UIOM de Toulon | 3 | 1013 | 350000
159 | 24 | BE | Herstal | 4040 | Rue Pré Wingi 904 | Intradel Herstal | Wallonie, Région Liégeoise | http://www.uvelia.be | Intradel Herstal | 2 | 1008 | 320000
160 | 73 | CN | Anqing City, Daguan District, Shankou Town |  |  | Anqing Wanneng Zhongke Green Power | Anhui |  |  | 2 | 1000 | 333333
161 | 79 | CN | Binhai New Area |  |  | Nangang Textile Industrial Park | Tianjin |  |  | 2 | 1000 | 333000
162 | 106 | CN | Langfang |  |  | C&G Langfang | Hebei | http://www.cg-ep.com |  | 2 | 1000 | 333333
163 | 118 | CN | Shijiazhuang |  |  | Chongqing Luneng Environment Industry Co | Hebei |  |  | 2 | 1000 | 333333
164 | 121 | CN | Suzhou |  |  | China Everbright Int. Suzhou II | Jiangsu | http://www.ebchinaintl.com |  | 2 | 1000 | 333333.3
165 | 125 | CN | Taizhou City |  |  | MHIEC | Zhejiang |  |  | 2 | 1000 | 333333
166 | 128 | CN | Tianjin |  |  | Tianjin Taihuan Recycling Resource Utilization Co. | Tianjin |  |  | 2 | 1000 | 333333.3
167 | 126 | CN | Tianjin, Binhai |  |  | Tianjin Binhai Municipal Solid Waste Incineration | Tianjin |  | Tianjin Binhai | 2 | 1000 | 333333.3
168 | 131 | CN | Wuhan City, Xingou Town |  |  | Wuhan Jiangbei West | Hubei |  | Wuhan West | 2 | 1000 | 365000
169 | 141 | CN | Zhenjiang |  |  | China Everbright Int., Zhenjiang Waste to Energy | Jiangsu | http://www.ebchinaintl.com |  | 2 | 1000 | 333333.3
170 | 127 | CN | Tianjin, Huantuo Village |  | Jinzhong Street | Tianjin Guanzhuang Municipal Solid Waste Incineration | Tianjin |  | Tianjin WTE | 2 | 1000 | 365000
171 | 1411 | MY | Semenyih, (Malaysia) | 43500 | Jalan Sg. Lalang, Kg. Pasir, | Core, Kajang Waste to Energy Plant | Kuala Lumpur | http://www.c-competencies.com | Kajang WtE | 4 | 1000 | 345000
172 | 241 | DE | Zorbau-Lützen | 06679 | Bayerische Straße 20 | SITA Abfallverwertung GmbH Zorbau | Sachsen-Anhalt | NO INFO | Sita Zorbau | 2 | 993.0099 | 331000
173 | 70 | CH | Zuchwil | 4528 | Emmenspitz | KVA Emmenspitz Zuchwil | Solothurn | http://www.kebag.ch/ | Emmenspitz | 4 | 984 | 327999.9672
174 | 290 | FI | Vantaa -Helsinki |  | Långmossebergen | Vantaan Energia WTE |  | http://www.vantaanenergia.fi | vantaanenergia | 2 | 960.961 | 320000
175 | 178 | DE | Hamburg-Borsigstraße | 22113 | Borsigstraβe 6 | Müllverwertung Borsigstraße GmbH (MVB) | Hamburg | http://www.mvb-hh.de/ | MVB Borsigstrasse | 2 | 960.0096 | 320000
176 | 41 | CA | Quebec, Que | G1J 3V9 | 1210, boulevard Montmorency | TIRU Canada | Ville de Quebec | http://www.tiru.fr | TIRU Quebec | 4 | 960 | 280000
177 | 335 | FR | Fos-sur-Mer / Marseille | 13270 | ZI DE FOS SUR MER - Route de Quai Minéralier - Lieu-dit Caban sud | EveRé, UIOM DE Fos-sur-Mer | 13 Bouches-du-Rhône | http://www.evere.fr/ | EveRé | 2 | 960 | 331200
178 | 351 | FR | Lyon sud | 69007 | 7 Rue de Dôle - Port Edouard Herriot | UIOM DE Lyon Gerland | 69 Rhône |  | UION de Lyon Garland | 3 | 960 | 331200
179 | 440 | GB | Four Ashes | WV10 7DG. | Station Road | Veolia, Four Ashes ERF | Staffordshire |  | Four Ashes ERF | 2 | 960 | 300000
180 | 1606 | US | Spring Hill, FL | FL 34610 | 14230 Hays Road | Covanta Pasco RRF | Florida | http://www.covantaenergy.com/ | Covanta Pasco | 3 | 954 | 329130
181 | 1545 | US | Camden, NJ | NJ 08104 | 600 Morgan Boulevard | Camden Resource Recovery Facility | New Jersey | http://pcfacc.com/ | Camden RRF | 3 | 952 | 317450
182 | 30 | BE | Thumaide | 7971 | Rue Rubinfosse | Centre de valorisation des déchets de Thumaide | Wallonie, Région Wallonie Picarde | http://www.ipalle.be | IPALLE, Thumaide | 4 | 931 | 322000
183 | 452 | GB | Oxwellmains, Dunbar | EH 42 | A 1087 | Viridor Oxwelmains | Scotland, East Lothian |  | Viridor Oxwellmains | 2 | 921 | 307200
184 | 4 | AT | Lenzig | 4860 | Werkstraße 2 | Reststoffverwertungsanlage Lenzing (RVL) | Oberösterreich | http://www.ave.at | RVL Lenzing | 1 | 900.9009 | 300000
185 | 162 | DE | Bremerhaven | 27570 | Zur Hexenbrücke 16 | Müll-Heiz-Kraftwerk Bremerhaven | Bremen | http://www.beg-bhv.de | MHKW Bremerhaven | 3 | 900.009 | 300000
186 | 181 | DE | Hameln | 31785 | Heinrich-Schoormann Weg 1 | Enertec Hameln GmbH | Niedersachsen | http://www.interargem.de | Enertec | 3 | 900.009 | 300000
187 | 187 | DE | Hürth | 50354 | Industriestraße 300 | EKW Knapsack | Nordrhein-Westfalen | http://www.eon-energyfromwaste.com | EKW Knapsack | 2 | 900.009 | 300000
188 | 229 | DE | Stassfurt | 39418 | Butterwecker Weg 6 | EVZA Energie- und Verwertungszentrale GmbH, Anhalt | Sachsen-Anhalt | http://www.evza.de/ | EVZA | 2 | 900.009 | 300000
189 | 93 | CN | Guangzhou |  |  | Guangzhou Likeng waste-to-energy plant | Guangdong | http://www.veolia-esasia.com |  | 2 | 900 | 310500
190 | 143 | CN | Zhongshan, Wulan Village |  | Xia Chong Lie | Zhongshan Tianyi Energy Sources | Guangdong |  | Zhongshan City Tianyi | 2 | 900 | 299999.97
191 | 180 | DE | Hamburg-Stellinger Moor | 22525 | Schnackenburgallee 100 | MVA Stellinger Moor | Hamburg | http://www.stadtreinigung-hh.de/srhh/opencms/ueberuns/unternehmen/muellverbrennung/ | MVA Stellinger Moor | 2 | 900 | 310500
192 | 281 | ES | Palma de Mallorca. | 07120 | Zone 1, Son Reus, | Tirme Son Reus | Islas Baleares, Illes Balears, | http://www.tirme.com/ | Tirme Mallorca | 4 | 900 | 732000
193 | 616 | JP | Fukuoka-Higashi | 812-0051 | 4-13-42 Hakozakifuto | Coastal plant | Fukuoka Prefecture | http://www.city.fukuoka.lg.jp/ | Fukuoka Coast Plant | 3 | 900 | 299999.97
194 | 823 | JP | Kawasaki-Kawasaki Ward | 210-0862 | 509-1 Cho Ukishimacho | Floating Island Treatment Center | Kanagawa Prefecture | http://www.city.kawasaki.jp | Kawasaki Island | 3 | 900 | 299999.97
195 | 846 | JP | Kobe-Higashinada | 658-0024 | Uozakihamamachi 1-7 | East Clean Center | Hyogo Prefecture | http://www.city.kobe.lg.jp/ | Kobe Higashinada East Center | 3 | 900 | 299999.97
196 | 1067 | JP | Osaka-Hirano | 547-0023 | 1-2-30 Uriwariminami, | Plain Plant (Hirano factory) | Osaka prefecture | http://www.city.osaka.lg.jp/kankyo/page/0000010077.html | Osaka Hirano | 2 | 900 | 300000
197 | 1061 | JP | Osaka-Joto |  | 1-6-11 Morinomiya Seongdong | Morinomiya Incineration Plant | Osaka prefecture | http://www.city.osaka.lg.jp | Osaka Morinomiya | 3 | 900 | 300000
198 | 1066 | JP | Osaka-Konahana | 544-0041 | 1-2-48 Hokukoshiratsu | Maishima Incineration Plant | Osaka prefecture | http://www.city.osaka.lg.jp | Osaka Maishima | 2 | 900 | 300000
199 | 1128 | JP | Sapporo-Shiroishi |  | 2170 Higashiyonesato | Shiroishi Incineration plant | Hokkaido | http://www.city.sapporo.jp/ | Sapporo Shiroishi-ku | 3 | 900 | 299999.97
200 | 1250 | JP | Tokyo-Minato | 108-0075 | 5-7-1 Konan, Minato-Ku | Minato Harbour incineration plant | Tokyo City 23 | http://www.union.tokyo23-seisou.lg.jp/ | Tokyo Minato WTE | 3 | 900 | 310500
201 | 1259 | JP | Tokyo-Suginami | 168-0072 | 3-7-6, Suginami-ku, Takaidohigashi | Suginami Waste disposal facilities | Tokyo City 23 | http://www.union.tokyo23-seisou.lg.jp/ | Tokyo Suginami fac | 3 | 900 | 300000
202 | 1394 | KR | Seoul, Gangnam-gu |  | 3318 Nambusunhwan-ro (4-1 Irwon-dong) | River South, Gangnam Resource Recovery Facility | Seoul | http://rrf.seoul.go.kr | Gangnam RRF | 3 | 900 | 310500
203 | 1505 | TW | Hsinchu City, Bei District | 300 | No.240, Haibin Rd., North Dist | Hsinchu City EPB Incineration Plant | Hsinchu City | http://www.hccrip.com.tw/index.asp | Hsinchu City EPB | 2 | 900 | 299999.97
204 | 1507 | TW | Kanding Township | 924 | No.881, Zhongzheng Rd | Kanding Refuse Incineration Plant Map | Pingtung County | http://ktrip.ptepb.gov.tw | Kanding Pingtung Plant | 2 | 900 | 299999.97
205 | 1508 | TW | Kaohsiung Central, Sanmin District | 807 | No.15, Dingjin 1st Ln., | Kaohsiung Municipal Central Refuse Incineration Plant | Kaohsiung City | http://crrp.kcg.gov.tw/ | Kaohsiung Central | 3 | 900 | 299999.97
206 | 1514 | TW | Lucao Township | 611 | 60, MaChouHou Farm | LuTsao Incineration Plant | Chiai County | http://163.29.60.238/cyepb3/luchao/index.html | Lutsao Incineration Plant | 2 | 900 | 299999.97
207 | 1519 | TW | Taichung City, Houli District | 421 | No.556, Tifang Rd. | Houli Refuse Incineration Plant | Taichung County | http://117.56.95.50/indexc.php | Houli Refuse Incineration Plant | 2 | 900 | 299999.97
208 | 1517 | TW | Taichung City, Nan Tun District | 408 | 500, WenShan South Lane, | TaiChung Incineration Plant | Taichung City | http://www.tccip.com.tw | Taichung Incineration Plant | 3 | 900 | 299999.97
209 | 1518 | TW | Taichung City, Wurih District | 414 | No.800, Qingguang Rd | Wurih Refuse Incineration Plant | Taichung County | http://www.epb.taichung.gov.tw/ | Taichung Wurih | 2 | 900 | 310500
210 | 1521 | TW | Tainan City, Annan District | 709 | West Street 1105 lane 121 no 150. | Tainan City West Incineration Plant | Tainan City | http://www.tnrip.sesc.com.tw/ | Tainan City West | 2 | 900 | 299999.97
211 | 1522 | TW | Tainan City, YongKang District | 71041 | 140, Lane 1099, ZhongShan N. Road | YongKang Waste-to-energy plant | Tainan City | http://www.ykang.com.tw/ | YongKang WTE | 2 | 900 | 300000
212 | 1524 | TW | Taipei City, Neihu District | 114 | Lane 228, Ankang Road | Neihu Refuse Incineration Plant | Taipei City | http://www.nhrip.taipei.gov.tw/MP_110031.html | Neihu Incinerator | 3 | 900 | 300000
213 | 1526 | TW | Xindian City, New Taipei City | 231 | No.1, Yirenkeng Rd | Xindian Refuse Incineration Plant | Taipei County | http://www.xdrip.sesc.com.tw/ | Xindian Plant | 2 | 900 | 310500
214 | 1527 | TW | Xizhou Township | 524 | No.1, Sec. 1, Zhangshui Rd | Hsichou Refuse Incineration Plant | Changhua County | http://www.chepb.gov.tw/ | Hischou Incineration Plant | 2 | 900 | 299999.97
215 | 1555 | US | Elk River, MN | MN 55330 | UPA Drive | Elk River Energy Recovery Station | Minnesota | http://www.greatriverenergy.com | Elk River | 3 | 900 | 270000
216 | 1589 | US | Panama City, FL | FL 32404 | 6510 Bay Line Drive | Bay County Resource Recovery Center | Florida, Bay County | http://www.co.bay.fl.us/ | Bay County Resource | 2 | 900 | 300000
217 | 1604 | US | Savannah, GA | GA 31404 | President Street Extension & Kerr-Mcgee | Montenay Savannah Operations, Inc. | Georgia |  | Savanah WtE | 2 | 900 | 300000
218 | 1572 | US | Jamesville, NY | NY 13078 | 5801 Rock Cut Road | Covanta Onondaga County Resource Recovery Facility | New York | http://www.covantaenergy.com/ | Covanta Onondaga | 3 | 897 | 309465
219 | 185 | DE | Heringen | 36266 | In der Aue 3 | E.ON Energy from Waste Heringen GmbH | Hessen | http://www.eon-energyfromwaste.com | EON Heringen | 2 | 892.8089 | 297600
220 | 182 | DE | Hamm | 59075 | Am Lausbach 2 | MVA Hamm Eigentümer GmbH | Nordrhein-Westfalen | http://www.mva-hamm.de | MVA Hamm | 4 | 885.0089 | 295000
221 | 189 | DE | Iserlohn | 58636 | Giesestr. 10 | Müllheizkraftwerk Iserlohn | Nordrhein-Westfalen | http://www.amk-mhkw.de/ | GFA Iserlohn | 3 | 885.0089 | 295000
222 | 1532 | US | Alexandria, VA | VA 22304 | 5301 Eisenhower Avenue | Covanta Alexandria/Arlington Resource Recovery Facility | Virginia | http://www.covantaenergy.com/ | Covanta Alexandria VA | 3 | 885 | 305325
223 | 164 | DE | Burgkirchen | 84508 | Bruck 110 | Müllheizkraftwerk Burgkirchen | Bayern, Ober- | http://www.zas-burgkirchen.de/ | MHKW Burgkirchen | 2 | 878.7088 | 292900
224 | 151 | DE | Augsburg | 86167 | Am Mittleren Moos 60 | AVA Abfallverwertung Augsburg GmbH | Bayern, Schwaben | http://www.ava-augsburg.de | AVA Augsburg | 3 | 864 | 298080
225 | 308 | FR | Bordeaux-Bègles | 33323 | rue Louis Blériot | Novergie Bordeaux (Bègles) | 33 Gironde | http://www.novergie.fr/page/groupe/usines/usine.php?id=4 | Novergie Bègles | 3 | 864 | 298080
226 | 437 | GB | Coventry | CV3 4AN | Bar Road, | Coventry & Solihull Waste Disposal Company | Coventry City Council | http://www.cswdc.co.uk | CSWDC | 3 | 864 | 298080
227 | 1486 | SE | Stockholm-Rosersberg |  | Norrsundavägen | AB Fortum Värme ,Brista 2 | Stockholms län | http://www.fortum.com | Fortum Stockholm | 1 | 864 | 280000
228 | 282 | ES | Madrid | 28051 | Cañada Real De Merinas, S/N | P.V.E. DE “LAS LOMAS | Madrid | http://www.urbaser.com | TIRMADRID | 3 | 855 | 294975
229 | 1491 | SE | Uppsala | 753 23 | Bolandsgatan 11 | Vattenfall, Block 5 | Uppsala län | http://www.vattenfall.com/en | Uppsala, Block 5 | 4 | 840 | 280000
230 | 436 | GB | Colnbrook Slough | SL3 0FE | Lakeside Road | Lakeside Energy from Waste Ltd. | Berkshire | http://www.lakesideefw.co.uk | Lakeside EFW Colnbrook | 2 | 810.8108 | 270000
231 | 840 | JP | Kitakyushu - Yahatanishi | 807-0813 | 2-1 Yubarumachi | Kogasaki Environmental Center | Fukuoka Prefecture |  | Kogasaki Clean Center | 3 | 810 | 269999.973
232 | 1275 | JP | Toyama City, Tateyama-machi | 930-0247 | Suesanga 103-3 | Clean Center Toyama | Toyama Prefecture | http://www.toyama-kouiki.jp/ | Toyama Clean Center | 3 | 810 | 269999.973
233 | 1537 | US | Auburndale, FL | FL 33823 | 3131 K-ville Avenue | Wheelabrator Ridge Energy | Florida | http://www.wheelabratortechnologies.com | Wheelabrator Ridge Energy | 1 | 810 | 270000
234 | 9 | AT | Wien (Vienna) | 1090 | Spittelauer Lände 45 | Wien (Spittelau) | Wien | http://www.wienenergie.at | Spittelau | 2 | 800 | 275000
235 | 81 | CN | Cangzhou |  |  | Chongqing Luneng Environment Industry Co | Hebei |  |  | 2 | 800 | 266666
236 | 91 | CN | Fuqing |  |  | C&G Fuqing Plant | Fujian | http://www.cg-ep.com |  | 2 | 800 | 266666.64
237 | 100 | CN | Jiangyin |  |  | China Everbright Int., Jiangin I | Jiangsu | http://www.ebchinaintl.com |  | 2 | 800 | 266666.64
238 | 109 | CN | Nanchong |  |  | Incinerator facility at Nanchong City | Sichuan |  |  | 2 | 800 | 266666.64
239 | 111 | CN | Qujing City |  |  | China BOQI, Qujing waste incineration project | Yunnan | http://www.chinaboqi.com |  | 2 | 800 | 266666.64
240 | 117 | CN | Shenzhen - Nanshan |  |  | Shenzhen Energy (SEC) | Guangdong |  |  | 2 | 800 | 266666.64
241 | 137 | CN | Yingkou |  |  | C &G Yingkou Plant | Liaoning | http://www.cg-ep.com |  | 2 | 800 | 266666.64
242 | 82 | CN | Changzhou |  |  | China Everbright Int. | Jiangsu | http://www.ebchinaintl.com/e/business_energy.php |  | 2 | 800 | 266666
243 | 864 | JP | Koshigaya | 343-0011 | 3-2-1 Mashibayashi | Higashi Saitama union Resources and Environment | Saitama Prefecture | http://www.reuse.or.jp/ | Koshigaya | 4 | 800 | 266666.64
244 | 1396 | KR | Seoul, Nowon-gu |  | 99 Deongneung-ro 70-gil (772 Sanggye-dong) | Nowon Resource Recovery Facility | Seoul | http://rrf.seoul.go.kr | Nowon RRF | 2 | 800 | 266666.64
245 | 1497 | SG | Singapore | 637366 | 96 Tuas South Avenue 3 | Keppel Seghers Tuas Waste to Energy Plant (KSTP) | Singapore |  | Keppel Seghers Singapore | 2 | 800 | 266667
246 | 1605 | US | Spokane, WA | WA 99224 | South 2900 Geiger Boulevard | Wheelabrator Spokane Inc. | Washington | http://www.wheelabratortechnologies.com | Spokane WTE Plant | 2 | 800 | 276000
247 | 237 | DE | Witzenhausen | 37213 | Kasseler Landstraße 23 | EBS-Kraftwerk Witzenhausen | Hessen | http://bt-umwelt.de | EBS Kraftwerk Witzenhausen | 1 | 795.008 | 265000
248 | 38 | CA | Burnaby, BC | V3N 4V3 | 5150 Riverbend Dr | Cavanta Burnaby WtE | British Columbia, Greater Vancouver | http://www.covantaenergy.com | Covanta Burnaby BC | 3 | 770 | 260000
249 | 264 | DK | Odense | 5000 | Havnegade 120, | Odense Kraftvarmeværk A/S | Region Midtjylland | http://vattenfall.dk | Odense kraftwerk | 3 | 768 | 270000
250 | 414 | FR | Thiverval/Grignon/Plaisir | 78850 | Route des Nourrices | UIOM Thiverval Grignon | 78 Yvelines | http://www.cnim.com/ | UIOM de Thiverval-Grignon | 3 | 757 | 262000
251 | 158 | DE | Bonn | 53121 | Immenburgerstr. 22 | MVA Müllverwertungsanlage Bonn GmbH | Nordrhein-Westfalen | http://www.swb-verwertung.de/ | MVA Bonn | 3 | 753.0075 | 251000
252 | 1485 | SE | Södertälje | 152 07 | Nynäsvägen 43 | Igelstaverket | Stockholms län | http://www.soderenergi.se | Söderenergi | 1 | 750.7508 | 250000
253 | 215 | DE | Offenbach, Heusenstamm | 63069 | Dietzenbacher Str. 189 | Müllheizkraftwerk Offenbach | Hessen | http://www.evo-ag.de/mhkw | MHKW Offenbach am Main | 3 | 750.0075 | 250000
254 | 218 | DE | Premnitz | 14727 | Dr. Herbert Rein Straße 1 | E.ON Energy from Waste Premnitz (EVE + ZWSF) | Brandenburg | http://www.eon-energyfromwaste.com | EEW Premnitz | 2 | 750.0075 | 250000
255 | 482 | IT | Como | 22100 | Località La Guzza | Termovalorizzatore di Como | Lombardia, CO | http://www.acsm-agam.it/il-termovalorizzatore | Como | 2 | 750 | 249999.975
256 | 615 | JP | Fukuoka-Nishi | 819-0041 | 1191 Jurokucho | Western Plant | Fukuoka Prefecture | http://www.city.fukuoka.lg.jp/kankyo/kojoseibi/life/tyukanshorisisetu/003.html | Fukuoka Western | 3 | 750 | 249999.975
257 | 1395 | KR | Seoul, Mapo-gu |  | Sang-Am-Dong 481-91 | Mapo Resource Recovery Facility | Seoul | http://rrf.seoul.go.kr | MAPO RRF | 3 | 750 | 249999.975
258 | 190 | DE | Kamp-Lintfort | 47475 | Graftstr. 25 | Abfallentsorgungszentrum (AEZ) Asdonkshof | Nordrhein-Westfalen | http://www.aez-asdonkshof.de | AEZ Asdonkshof | 2 | 738.0074 | 246000
259 | 1551 | US | Crows Landing, CA | CA 95313 | 4040 Fink Road | Covanta Stanislaus Modesto RRF | California, Stanislaus County | http://www.covantaenergy.com/ | Covanta Stanislaus | 2 | 726 | 250470
260 | 12 | AT | Wien (Vienna) | 1110 | Johann-Petrak-Gasse 7 | MVA Pfaffenau | Wien | http://www.wku.at | MVA Pfaffenau | 2 | 725 | 250000
261 | 188 | DE | Ingolstadt | 85055 | Am Mailinger Bach 141 | Müllverwertungsanlage Ingolstadt | (Ober) Bayern | http://www.mva-ingolstadt.de | MVA Ingolstadt | 3 | 721.7292 | 240574
262 | 71 | CH | Zürich-Hagenholz | 8050 | Hagenholzstrasse 110 | KVA Hagenholz (ERZ Entsorgung + Recycling Zürich) | Zürich | http://www.z-a-v.ch | ERZ Hagenholzstrasse | 2 | 720 | 240000
263 | 234 | DE | Völkingen-Velsen | 66333 | Alte Grube Velsen 16 | AVA Velsen GmbH | Saarland | http://www.ava-velsen.de | AVA Velsen | 2 | 720 | 255000
264 | 284 | ES | Bilbao | 48002 | Camino de Artigas, 10 | Zabalgarbi | Euskadi, País Vasco | NO INFO | Bilbao | 1 | 720 | 248400
265 | 329 | FR | Créteil | 94000 | 10/11 rue des Malfourches | Novergie Créteil | 94 Val-de-Marne | http://www.novergie.fr/page/groupe/usines/usine.php?id=10 | Novergie Créteil | 2 | 720 | 235000
266 | 501 | IT | Modena | 41100 | via Cavazza 45 | Termovalorizzatore di Modena | Emilia Romagna, Modena | http://eng.gruppohera.it/group/business_activities/business_environment/termoval/waste_to_energy_plants_modena/ | Termovalorizzatore di Modena | 2 | 720 | 239999.976
267 | 843 | JP | Kitakyushu City - Moji | 800-0115 | Shinmoji, 3-79 | Shin-Moji DMS Plant | Fukuoka Prefecture |  | Shin-Moji Plant | 3 | 720 | 239999.976
268 | 1423 | NL | Weurt | 6551DX | Nieuwe Pieckelaan 1 | Afvalverwerking Regio Nijmegen (ARN) | Gelderland, NRW | http://www.arnbv.nl/ | ARN BV | 2 | 720 | 280000
269 | 161 | DE | Bremen | 28237 | Otavistraße 7 - 9 | Mittelkalorik-Kraftwerk Bremen | Bremen | http://www.swb-gruppe.de | MKK Bremen | 1 | 702.364 | 234119
270 | 97 | CN | Huian |  |  | C&G Huian | Fujian | http://www.cg-ep.com |  | 2 | 700 | 233333.31
271 | 144 | CN | Zhoushan City, Tuaniishan Island |  |  | Zhoushan MSW Incineration Power Generation Project | Zhejiang | http://www.mizuda.com | Zhoushan Tuaniishan Island | 2 | 700 | 220000
272 | 135 | CN | Xiaogan |  |  | C&G Xiaogan Plant | Wuhan | http://www.cg-ep.com |  | 2 | 700 | 233333.31
273 | 895 | JP | Kyoto-Sakyo | 601-1123 | 1339 Shizuichiichiharacho | Tokuhobu Clean Center, Kyoto Northeastern Centre | Kyoto Prefecture | http://www.city.kyoto.lg.jp | Kyoto Northeastern Centre | 2 | 700 | 233333.31
274 | 1239 | JP | Tokyo-Adachi | 121-0812 | 4-7-1 Adichi-Ku Nishihokima | Adachi Incineration Plant | Tokyo City 23 | http://www.union.tokyo23-seisou.lg.jp/ | Tokyo Adachi | 2 | 700 | 233333
275 | 1502 | TH | Phuket |  | Rattanakosin 200 year Rd | Phuket II, WTE |  | http://www.pjt.co.th | Phuket II | 2 | 700 | 233333
276 | 43 | CH | Aire –La-Ville | 1288 | Route de Verbois 40 | SIG Les Cheneviers | Kanton Genève | http://www.sig-ge.ch | SIG Les Cheneviers | 2 | 696.0931 | 231799
277 | 449 | GB | Newhaven | BN9 0 | North Quay | Veolia Newhaven | South Downs | http://www.veoliaenvironmentalservices.co.uk/southdowns | Veolia Newhaven | 2 | 696 | 226000
278 | 1415 | NL | Dordrecht | 3313 LA | Baanhoekweg 40 | HVC-Dordrecht | Zuid-Holland | http://www.hvcgroep.nl | HVC Dordrecht | 4 | 696 | 232000
279 | 175 | DE | Großräschen | 01983 | Bergmannstraße 29 | E.ON Energy from Waste Großräschen GmbH | Brandenburg | http://www.eon-energyfromwaste.com | EON Großräschen | 1 | 690.0069 | 230000
280 | 183 | DE | Hannover | 30659 | Moorwaldweg 310 | E.ON Energy from Waste Hannover GmbH | Niedersachsen | http://www.eon-energyfromwaste.com | MVA Hannover | 2 | 690.0069 | 230000
281 | 198 | DE | Lauta | 02991 | Industrie- und Gewerbegebiet Lauta Straße B Nr. 5 | Thermische Abfallbehandlung Lauta GmbH & Co. oHG | Sachsen | http://www.t-a-lauta.de/ | TA Lauta | 2 | 690.0069 | 230000
282 | 213 | DE | Nürnberg | 90441 | Hintere Marktstr. 4 | Müllverbrennungsanlage Nürnberg - ASN | Bayern, Mittelfranken | http://www.nuernberg.de | ASN | 3 | 690.0069 | 230000
283 | 220 | DE | Rostock | 18147 | Ost West Straße 25 | Vattenfall SBS-Heizkraftwerk Rostock | Mecklenburg-Vorpommern | http://www.vattenfall.de/de/ebs-heizkraftwerk-rostock.htm | Vattenfall Rostock | 1 | 690.0069 | 230000
284 | 225 | DE | Schwedt/Oder | 16303 | Kuhheide 34 | EON, Kraftwerk Schwedt GmbH & Co. KG | Brandenburg | http://www.eon-energyfromwaste.com | NO INFO | 1 | 690.0069 | 230000
285 | 8 | AT | Wels | 4600 | Mitterhoferstraße 100 | WAV II | Oberösterreich | http://www.ave.at | WAV Wels I+ II | 1 | 690 | 230000
286 | 1554 | US | East Northport, NY | NY 11731 | 99 Town Line Road | Covanta Huntington Resource Recovery Facility | New York | http://www.covantaenergy.com/ | Covanta Huntington | 3 | 681 | 234945
287 | 1538 | US | Babylon-West, NY | NY 11704 | 125 Gleam Street | Covanta Babylon RRF | New York | http://www.covantaenergy.com/ | Covanta Babylon | 2 | 680 | 234600
288 | 222 | DE | Rüdersdorf bei Berlin Märkisch-Oderland | 15562 | Siedlerweg 11 | Vattenfall Industriekraftwerk Rüdersdorf | Berlin, Brandenburg | http://www.vattenfall.de/de/ikw-rüdersdorf.htm | Vattenfall Rüdersdorf | 1 | 678.0068 | 226000
289 | 468 | IN | New Dehli, Okhla |  | Mathura Road | Timarpur Okhla Municipal Solid Waste Management Plant | Dehli | http://www.towmcl.com | Timarpur Okhla Waste | 1 | 675 | 225000
290 | 1279 | JP | Toyonaka | 664-0843 | Iwaya 2-chome, 4-12 | Toyonaka-Itami, | Osaka Prefecture |  | Toyonaka-Itami I | 3 | 675 | 224999.9775
291 | 44 | CH | Basel | 4056 | Hagenaustrasse 40 | Kehrichtverwertungsanlage Basel | Basel, Lörrach, GAF, KELSAG | http://www.iwb.ch/ | KVA Basel | 2 | 672 | 190000
292 | 424 | FR | Vert le Grand | 91810 | Ecosite | Semardel Vert le Grand | 91 Essonne | www.semardel.fr | Semardel | 2 | 672 | 220000
293 | 456 | GB | Sheffield | S4 7YX | Bernard Road | Veolia, Sheffield ERF | West Yorkshire | http://www.veoliaenvironmentalservices.co.uk/sheffield/ | Veolia Sheffield ERF | 1 | 672 | 240000
294 | 1417 | NL | Harlingen | 8861 NW | Lange Lijnbaan 14 | Reststoffenenergiecentrale (REC) | Fryslân, Friesland | http://www.omrin.nl | REC Omrin | 1 | 672 | 223999.9776
295 | 1490 | SE | Umeå | 905 95 | Energivägen 1 | Dåva kraftvärmeverk | Västerbottens län | http://www.umeaenergi.se | DAVA Umea | 2 | 667 | 200000
296 | 274 | EE | Maardu |  | Saha-Loo tee | IRU Waste to Energy Unit |  | https://www.energia.ee | URI WTE | 1 | 660.6607 | 220000
297 | 1448 | NO | Trondheim-Tiller | 7075 | Østre Rosten 82 | Heimdal Varmescentral | SØr-TrØndelag | http://www.statkraftvarme.no/ | Heimdal Trondheim | 1 | 660.6607 | 220000
298 | 1468 | SE | Helsingborg | 254 64 | Hjortshögsvägen | Filbornaverket | Skane | http://www.filbornaverket.se/ | Location Filborna Plant | 2 | 660.6607 | 220000
299 | 200 | DE | Leverkusen | 51373 | Im Eisholz 12 | AVEA MHKW Leverkusen GmbH & Co. KG | Nordrhein-Westfalen | http://www.avea.info | AVEA Leverkusen | 3 | 660.0066 | 220000
300 | 83 | CN | Changshu |  |  | Changshu Pufa Thermoelectric Energy | Jiangsu |  |  | 2 | 660 | 219999.978
301 | 1441 | NO | Rådal | 5239 | Fanavegen 217 | BIR Avfallsenergi AS | Hordaland | http://www.bir.no/ | BIR | 2 | 660 | 220000
302 | 72 | CH | Zürich-Josefstrasse | 8005 | Josefstrasse 205 | KVA Jozefstrasse (ERZ Entsorgung + Recycling Zürich) | Zürich | http://www.fernwaerme-zuerich.ch | ERZ Josefstrasse | 2 | 655 | 110000
303 | 1563 | US | Harrisburg, PA | PA 17104 | 1670 South 19th Street | Covanta Harrisburg Resource Recovery Facility | Pennsylvania | http://www.covantaenergy.com/ | Covanta Harrisburg | 2 | 654 | 225630
304 | 1600 | US | Red Wing, MN | MN 55066 | 1873 Bench Street | Xcel Energy - Red Wing Steam Plant | Minnesota | http://www.xcelenergy.com | Red Wing Steam Plant | 2 | 653 | 217680
305 | 18 | BE | Brugge | 8000 | Pathoekeweg 41 | IVBO | Vlaanderen, Regio Brugge | http://www.ivbo.be | IVBO Brugge | 3 | 648 | 223560
306 | 242 | DK | Aalborg | 9220 | Troensevej 2 | Reno-Nord I/S | Region Nordjylland | http://www.renonord.dk/ | Reno Nord | 3 | 648 | 223560
307 | 55 | CH | Giubiasco | 6512 | Strada dell'Argine 5 | ICTR Giubiasco | Tessin, Ticino | http://www.aziendarifiuti.ch | ICTR Giubiasco | 2 | 644 | 222180
308 | 166 | DE | Darmstadt | 64293 | Otto-Röhm-Str. 19 | Müllheizkraftwerk Darmstadt | Hessen | http://www.zas-darmstadt.de | ZAS Darmstadt | 3 | 636.6366 | 212000
309 | 201 | DE | Ludwigshafen | 67059 | Lagerplatzweg 1-5 | GML Abfallwirtschaftsgesellschaft mbH | Rheinland-Pfalz | http://www.gml-ludwigshafen.de/ | MVA Ludwigshaven | 3 | 633.0063 | 211000
310 | 1569 | US | Huntsville, AL | AL 35805 | 5251 Triana Boulevard | Covanta Huntsville Waste to Energy Facility | Alabama | http://www.covantaenergy.com/ | Covanta Huntsville | 2 | 626 | 215970
311 | 1597 | US | Preston, CT | CT 06365 | 132 Military Highway | Covanta SECONN | Connecticut, eastern region | http://www.covantaenergy.com/ | Covanta SECONN | 2 | 625 | 208307
312 | 458 | GB | Stoke-on-Trent | ST4 4DX | Campbell Road, | MES Stoke-on-Trent Plant | West Midlands | http://www.mes-e.co.uk | Stoke-on-Trent | 2 | 624 | 215280
313 | 526 | IT | Trieste | 34147 | via Errera, 11 | Trieste, ACEGAS | Friuli | http://www.gruppo.acegas-aps.it/cms.php?sz=206 | Inceneratore di Trieste | 3 | 612 | 211140
314 | 5 | AT | Linz | 4020 | Nebingerstrasse 1 | Reststoff-Heizkraftwerk der LINZ AG | Oberösterreich, Stadt Linz | http://www.linz.at/ | RHKW LINZ | 1 | 600 | 200000
315 | 10 | AT | Wien (Vienna) | 1160 | Flötzersteig 12 | MVA Flötzersteig | Wien | http://www.wienenergie.at | Flötzersteig | 3 | 600 | 200000
316 | 69 | CH | Winterthur | 8404 | Scheideggstrasse 50 | KVA Winterthur | Zürich | http://stadtwerk.winterthur.ch | KVA Winterthur | 2 | 600 | 200000
317 | 98 | CN | Huidong County |  |  | China Everbright Int., Huidong Waste to Energy | No Info | http://www.ebchinaintl.com |  | 2 | 600 | 199999.98
318 | 102 | CN | Jianyang |  |  | C&G Jianyang, | Fujian | http://www.cg-ep.com |  | 2 | 600 | 199999.98
319 | 107 | CN | Liaocheng |  |  | Chongqing Sanfeng Covanta Environmental Industry Co | Shandong |  |  | 2 | 600 | 200000
320 | 110 | CN | Nanping |  |  | C & G Nanping BOT Waste to Energy | Fujian | http://www.cg-ep.com |  | 2 | 600 | 199999.98
321 | 119 | CN | Suqian City |  |  | China Everbright Int., Suqian Waste to Energy | Jiangsu | http://www.ebchinaintl.com |  | 2 | 600 | 199999.98
322 | 134 | CN | Xiamen West |  |  | Xiamen West Facility | Fujian |  |  | 2 | 600 | 199999.98
323 | 85 | CN | Chengxiang Town, Anxi County |  |  | C&G Anxi-Plant | Fujian | http://www.cg-ep.com |  | 2 | 600 | 199999.98
324 | 238 | DE | Würzburg | 97076 | Gattinger Str. 31 | Müllheizkraftwerk Würzburg | Bayern, Unterfranken | http://www.zvaws.de | MHKW Würzburg | 2 | 600 | 207000
325 | 492 | IT | Granarolo Dell'Emilia | 40057 | via Frullo 5 | Termovalorizzatore di Via del Frullo | Emilia-Romagna, Bologna | http://www.comune.granarolo-dellemilia.bo.it/default.asp?id=135&mnu=135 | Termovalorizzatore di Frullo | 2 | 600 | 199999.98
326 | 579 | JP | Chiba City -Hanamigawa | 262-0011 | 727-1 Sankakucho | Incineration plant north Chiba City | Chiba Prefecture | http://www.city.chiba.jp/ | Chiba North Incineration | 3 | 600 | 207000
327 | 618 | JP | Fukuoka-Kasuga | 816-0842 | 104-5 Shimoshirouzu | Southern Plant | Fukuoka Prefecture | http://www.city.fukuoka.lg.jp/ | Fukuoka South | 2 | 600 | 199999.98
328 | 690 | JP | Hiroshima-Naka | 730-0826 | Yoshijima Dori | Naka Waste-to-Energy Facility | Hiroshima Prefecture |  | NAKA WTEF | 3 | 600 | 207000
329 | 706 | JP | Ichikawa | 272-0014 | 1003 Tajiri | Ichikawa Clean Center | Chiba Prefecture |  | Ichikawa Clean Center | 3 | 600 | 199999.98
330 | 821 | JP | Kawasaki-Tachibana | 213-0014 | 1-20-1 Takatsu-ku | Tachibana processing center | Kanagawa Prefecture | http://www.city.kawasaki.jp/ | Kawasaki Tachibana | 3 | 600 | 207000
331 | 822 | JP | Kawasaki-Tsutsumine | 210-0026 | 52 Tsutsumine, Kawasaki-ku | Tsutsumine Plant | Kanagawa Prefecture | http://www.city.kawasaki.jp | Kawasaki Tsutsumine | 2 | 600 | 207000
332 | 839 | JP | Kitakyushu - Kokurakita | 803-0801 | 96-2 Nishiminatomachi | Akira plant Environment Center | Fukuoka Prefecture |  | Akira Plant | 3 | 600 | 199999.98
333 | 848 | JP | Kobe-Nagata | 653-0033 | Karumojima-cho 312-19, Nagatu-ku | Karumojima Clean Center | Hyogo Prefecture | http://www.city.kobe.lg.jp/ | Karumojima Clean Center | 3 | 600 | 199999.98
334 | 845 | JP | Kobe-Nishi | 651-2106 | Ikawadanicho Ibuki, 74 | Clean Center West | Hyogo Prefecture | http://www.city.kobe.lg.jp/ | Kobe Nishi Clean C W | 3 | 600 | 207000
335 | 847 | JP | Kobe-Suma | 654-0154 | 3-1-1 Nakaochiai | Ochiai Clean Center | Hyogo Prefecture | http://www.city.kobe.lg.jp/ | Kobe Ochiai Clean Center | 3 | 600 | 199999.98
336 | 850 | JP | Kochi | 781-0270 | ６４５９Nagahama | Incineration plant in Kochi | Kochi Prefecture |  | Kochi Incinerator | 3 | 600 | 207000
337 | 876 | JP | Kumamoto, Higashi ward | 861-8031 | Toshima 2570 | Kumamoto East Plant | Kumamoto Prefecture | http://www.city.kumamoto.kumamoto.jp/content/web/asp/kiji_detail.asp?LS=140&ID=4011 | Kumamoto East | 2 | 600 | 199999.98
338 | 893 | JP | Kyoto-Fushimi | 612-8253 | Yokooji Hattanda 29 | South Clean Center in Kyoto Plant 1 | Kyoto Prefecture | http://www.city.kyoto.lg.jp/kankyo/soshiki/5-4-2-0-0_5.html | Kyoto South Centre | 2 | 600 | 199999.98
339 | 970 | JP | Nagoya-Chikusa | 464-0002 | Kanarebashi 1-100 | Nagoya Inokoishi plant | Aichi Prefecture |  | Nagoya Inokoishi | 2 | 600 | 199999.98
340 | 1065 | JP | Osaka-Nishiyodogawa | 555-0032 | 2-5-68 Owada, | Nishiyodo Incineration (Dian West Plant) | Osaka prefecture | http://www.city.osaka.lg.jp | Osaka Nishi | 2 | 600 | 200000
341 | 1063 | JP | Osaka-Suminoe | 559-0011 | 4-1-26 Kitakagaya | Suminoe Incineration Plant | Osaka prefecture | http://www.city.osaka.lg.jp | Osaka Suminoe | 2 | 600 | 200000
342 | 1062 | JP | Osaka-Taisho | 551-0021 | 1-11-24 Minami Okajima, Taisho-ku | Taisho Incineration Plant | Osaka prefecture | http://www.city.osaka.lg.jp | Osaka Taisho | 2 | 600 | 200000
343 | 1064 | JP | Osaka-Tsurumi |  | 2-11-5 Yakeno, | Tsurumi Incineration Plant | Osaka prefecture | http://www.city.osaka.lg.jp | Osaka Tsurumi | 2 | 600 | 200000
344 | 1070 | JP | Osaka-Yao | 581-0851 | 7-1 Kamiocho, Yao-shi | Yao Incineration Plant | Osaka prefecture | http://www.city.osaka.lg.jp | Osaka Yoa-Shi | 2 | 600 | 207000
345 | 1129 | JP | Sapporo-Makomanai | 005-0861 | Kamaoka 602 | Southern District Incineration plant Kamaoka | Hokkaido | http://www.city.sapporo.jp/ | Sapporo Makomanai | 2 | 600 | 199999.98
346 | 1130 | JP | Sapporo-Nishi | 063-0835 | 14-1-1 Hassamu 15 Jo | Hatsusamu incineration plant | Hokkaido | http://www.city.sapporo.jp/ | Sapporo Hatsusamu | 2 | 600 | 207000
347 | 1145 | JP | Sendai-Imaizumi | 984-0835 | 103 Kaminitta | Imaizumi factory | Miyagi Prefecture |  | Sendai Imaizumi | 3 | 600 | 199999.98
348 | 1143 | JP | Sendai-Izumi | 981-3111 | Shiromae-135 Matsumori | Matsumori factory | Miyagi Prefecture |  | Sendai Matsumori | 3 | 600 | 207000
349 | 1144 | JP | Sendai-Kuzuoka | 989-3121 | Kuzuoka-57-1 Goroku | Kuzuoka factory | Miyagi Prefecture |  | Sendai Kuzuoka | 2 | 600 | 199999.98
350 | 1176 | JP | Shizuoka City, | 420-0905 | 1224 Minaminumagami | Numakami incineration plant | Shizuoka Prefecture |  | Numakami Incinerator | 3 | 600 | 199999.98
351 | 1240 | JP | Tokyo-Chuo | 104-0053 | 5-2-1 Harumi, Chuo-ku | Chuo Central Plant | Tokyo City 23 | http://www.union.tokyo23-seisou.lg.jp/ | Tokyo Central | 2 | 600 | 200000
352 | 1241 | JP | Tokyo-Edogawa | 132-0013 | 2-10-Edogawa-ku Edogawa | Edogawa Incineration Plant | Tokyo City 23 | http://www.union.tokyo23-seisou.lg.jp/ | Tokyo Edogawa | 2 | 600 | 200000
353 | 1242 | JP | Tokyo-Itabashi | 175-0082 | 9-48-1Takashimadaira | Itabashi Incineration Plant | Tokyo City 23 | http://www.union.tokyo23-seisou.lg.jp/ | Tokyo Itabashi | 2 | 600 | 200000
354 | 1244 | JP | Tokyo-Kita | 115-0042 | 1-2-36 Kita-ku Shima | Kita North Plant | Tokyo City 23 | http://www.union.tokyo23-seisou.lg.jp/ | Tokyo North, Kita | 1 | 600 | 207000
355 | 1249 | JP | Tokyo-Meguro | 153-0062 | 2-19-43 Mita, Meguro-ku | Meguro Plant | Tokyo City 23 | http://www.union.tokyo23-seisou.lg.jp/ | Tokyo Meguro | 2 | 600 | 200000
356 | 1252 | JP | Tokyo-Nerima |  | 11 Tanihara 6-chome Nerima | Nerima incineration plant | Tokyo City 23 | http://www.union.tokyo23-seisou.lg.jp/ | Tokyo Nerima | 2 | 600 | 199999.98
357 | 1253 | JP | Tokyo-Ota | 143-0003 | 3-6-1 Otakeihinjima | Ota Incineration Plant | Tokyo City 23 | http://www.union.tokyo23-seisou.lg.jp/ | Tokyo Ota | 3 | 600 | 200000
358 | 1255 | JP | Tokyo-Setagaya | 156-0056 | 2-7-1, Setagaya-ku Hachimanyama | Chitose Incineration Plant | Tokyo City 23 | http://www.union.tokyo23-seisou.lg.jp/ | Tokyo Chitose | 1 | 600 | 200000
359 | 1258 | JP | Tokyo-Shinagawa | 140-0003 | 1-4-1, Shinagawa Yashio | Shinagawa Incineration Plant | Tokyo City 23 | http://www.union.tokyo23-seisou.lg.jp/ | Tokyo Shinagawa | 2 | 600 | 200000
360 | 1260 | JP | Tokyo-Sumida | 131-0042 | 1-10-23 Sumida-Ku Higashisumida | Sumida Incineration Plant | Tokyo City 23 | http://www.union.tokyo23-seisou.lg.jp/ | Tokyo Sumida | 1 | 600 | 200000
361 | 1347 | JP | Yokosuka | 239-0832 | 2187 Shinmeicho | Processing plant south of Yokosuka City | Kanagawa Prefecture |  | Yokosuka South | 3 | 600 | 199999.98
362 | 1392 | KR | Seongnam, Jungwon-gu |  | 412-1 Sangdaewon 1(il)-dong (567 Dunchon-daero) | Sungnam waste incinerating facility | Gyeonggi-do |  | Seongnam Facility | 2 | 600 | 199999.98
363 | 1398 | KR | Suwon, Yeongtong |  | 962-3 Yeongtong-dong (383 Yeongtong-ro) | Suwon Resource Recovery Facility | Gyeonggi-do |  | Suwon RRF | 2 | 600 | 207000
364 | 1466 | SE | Haninge | 136 26 |  | Vattenfall Bollmora Värmeverk | Stockholms län | LESS INFO |  | 1 | 600 | 199999.98
365 | 1512 | TW | Keelung City, Xinyi District | 201 | No.223, Zhongxing Rd | Keelung Tianwaitian waste resource recovery plant | Keelung City | http://www.glp.sesc.com.tw/ | Keelung City | 2 | 600 | 199999.98
366 | 1528 | TW | Wujie Township, Lizé | 26841 | Ligōng Second Road | Litzer Incineration Plant | Yilan County | http://www.yiland.com.tw | Yilan WTE | 2 | 600 | 200000
367 | 419 | FR | Tronche (La ) | 38700 | 50 Chemin de la Carronnerie | Compagnie de chauffage, UIOM DE Tronche (La ) | 38 Isère | http://www.cciag.fr/ | UIOM d'La Tronche | 3 | 594 | 198000
368 | 1543 | US | Bristol, CT | CT 06010 | 170 Enterprise Drive | Covanta Bristol RRF | Connecticut | http://www.covantaenergy.com/ | Covanta Bristol | 2 | 590 | 203550
369 | 1478 | SE | Lidköping | 531 88 | Sjöhagsvägen 8 | Lidköpings Värmeverk | Västra Götalands län | www.lidkoping.se | Lidköpings Värmeverk | 3 | 588 | 195999.9804
370 | 465 | IE | Duleek, Co. Meath |  | Drogheda Road | Indaver Meath, Waste to Energy | North East Ireland | http://www.indaver.ie | Indaver Meath WtE | 1 | 580 | 200000
371 | 940 | JP | Miyazaki |  |  |  | Miyazaki Prefecture |  |  | 3 | 579 | 199755
372 | 388 | FR | Rillieux La Pape | 69140 | 1110 route du Mas Rillier | Novergie, Lyon Nord (Valorly) | 69 Rhône | http://www.novergie.fr/page/groupe/usines/usine.php?id=35 | Novergie Lyon Nord | 2 | 576 | 192000
373 | 395 | FR | Saint Jean de Folleville (Le Havre) | 76170 | ZAC de Port-Jérôme 2 | Novergie, UIOM DE Saint Jean de Folleville | 76 Seine-Maritime | http://www.novergie.fr/page/groupe/usines/usine.php?id=19 | UIOM de Saint Jean | 2 | 576 | 198720
374 | 481 | IT | Colleferro (Roma) | 00034 | Via Vittorio Emanuele snc | Impianto di Termovalorizzazione di Colleferro | Lazio, RM | http://www.consorziogaia.it/index.php?option=com_content&view=article&id=57&Itemid=67 | Colleferro | 2 | 576 | 191999.9808
375 | 529 | IT | Verona | 37132 | via Sasse | Termovalorizzatore di Ca’ del Bue | Veneto, VR | http://www.agsm.it/Areatecnica/ImpiantieReti/Termovalorizzatore/tabid/534/language/it-IT/Default.aspx | Verona | 2 | 576 | 191999.9808
376 | 1483 | SE | Norrköping | 601 71 | Energigatan 5 | Sydkraft P14 AB, Händelöverket | Östergötlands län |  | E.On Värme | 1 | 576 | 191999.9808
377 | 1616 | US | Westville, NJ | NJ 08093 | 600 U.S. Route 130 | Wheelabrator Gloucester waste-to-energy facility | New Jersey, | http://www.wheelabratortechnologies.com | Wheelabrator Westville | 2 | 575 | 198375
378 | 56 | CH | Hinwil | 8340 | Wildbachstrasse 2 | Kehrichtverwertung Zürcher Oberland (KEZO) | Zürich | http://www.kezo.ch/ | KEZO | 3 | 572 | 200000
379 | 1561 | US | Grand Rapids, MI | MI 49503 | 950 Market Avenue, SW | COVANTA Kent County WtE | Michigan | http://www.covantaenergy.com/ | Covanta Kent County | 2 | 568 | 195960
380 | 451 | GB | Nottingham | NG2 3AF | Incinerator Road, Off Meadow Lane | Eastcroft Energy from Waste Facility | Nottinghamshire | http://www.wrg.co.uk | Eastcroft Nottingham | 2 | 562 | 193890
381 | 973 | JP | Nagoya-Gojougawa |  | Okuno Nakakayazu | Nagoya Gojogawa plant | Aichi Prefecture |  | Nagoya Gojogawa Plant | 2 | 560 | 193200
382 | 243 | DK | Aarhus | 8200 | Lisbjergbakken 20 | Kraftvarmeanlæg Århus Nord | Region Midtjylland | http://www.aarhus.dk | Aarhus Nord | 3 | 557 | 192165
383 | 330 | FR | Dijon | 21000 | rue Alexandre Fleming | UIOM DE Dijon | 21 Côte-d'Or | http://www.grand-dijon.fr | UIOM de Dijon | 2 | 556 | 140000
384 | 266 | DK | Roskilde | 4000 | Håndværkervej 70 | KARA/NOVEREN | Region Sjælland | http://www.karanoveren.dk | KARA | 1 | 552 | 190440
385 | 1276 | JP | Toyohashi City | 441-3125 | Nishi-530 Hoeicho | Recycling Center Toyohashi | Aichi Prefecture |  | Toyohashi Center | 3 | 550 | 183333.315
386 | 306 | FR | Bessières | 31660 | ZA des Turquès - Route de Montauban | Novergie Bessières (Econotre) | 31 Haute-Garonne | http://www.econotre.fr/ | UIOM Bessières | 2 | 547 | 170000
387 | 1541 | US | Biddeford, ME | ME 04005 | 3 Lincoln Street | Maine Energy Recovery Company | Maine |  | Maine Energy Biddeford | 2 | 544 | 181000
388 | 191 | DE | Kassel | 34123 | Am Lossewerk 8-10 | Müllheizkraftwerk Kassel | Hessen | http://www.mhkw-kassel.de | MHKW Kassel | 2 | 540.0054 | 180000
389 | 217 | DE | Pirmasens | 66954 | Staffelberg 2-4 | MHKW Pirmasens | Region Südwestpfalz | http://www.eon-energyfromwaste.com | E.ON Staffelberg | 2 | 540.0054 | 180000
390 | 27 | BE | Pont-de-Loup | 6250 | Lieu dit Port de la Praye 1 | ICDI Charleroy | Wallonie, Région de Charleroi | http://icdi.be | ICDI Charleroi | 3 | 540 | 180000
391 | 1342 | JP | Yokohama-Asahi | 241-0005 | 2-8-1 Shirane | Asahi Plant | Kanagawa Prefecture | http://www.city.yokohama.lg.jp/shigen/sub-soshiki/kojo/asahik/ | Yokohama Asahi | 3 | 540 | 186300
392 | 833 | JP | Kishiwada | 596-0016 | 1-2 Kishinouracho | KISHIWADA KAIZUKA CLEAN CENTER | Osaka Prefecture | http://www.kishikai-cleancenter.or.jp/ | Kishiwada Clean Center | 3 | 531 | 176999.9823
393 | 764 | JP | Kagoshima City | 891-1205 | 11900 Kagoshima shi, Inuzakocho | Kagoshima Northern incineration plant | Kagoshima Prefecture | http://www.city.kagoshima.lg.jp | Kagoshima North | 2 | 530 | 176666.649
394 | 765 | JP | Kagoshima City | 891-0131 | 3-3, 3-chome, Kagoshima shi, Taniyamako | Kagoshima soutern incineration plant | Kagoshima Prefecture | http://www.city.kagoshima.lg.jp | Kagoshima South | 2 | 530 | 182850
395 | 972 | JP | Nagoya-Narumi |  |  | Narumi Clean System Co., Ltd., DMS fac. | Aichi Prefecture | http://rlodms.com/v1_1_6/#a01-list-index-page |  | 2 | 530 | 176666.649
396 | 226 | DE | Schweinfurt | 97424 | Hafenstr. 30 | GKS Schweinfurt | Bayern, Unterfranken | http://www.gks-sw.de | GKS Schweinfurt | 3 | 528.0053 | 176000
397 | 165 | DE | Coburg | 96450 | Glender Str. 30 | Müllheizkraftwerk Coburg | Bayern, Oberfranken | http://www.zaw-coburg.de | MHKW Coburg | 2 | 528 | 182160
398 | 235 | DE | Weener | 26826 | Industriestraße 46-50 | EBS-Kraftwerk Weener | Niedersachsen | http://www.klingele.com | EBS Kraftwerk Weener | 1 | 528 | 150000
399 | 309 | FR | Bourgoin-Jallieu | 38314 | 3 rue du Pont Rouge - BP 594 | Veolia Bourgoin Jallieu | 38 Isère | http://www.veolia-proprete.fr/ | Bourgoin-Jallieu | 2 | 528 | 182160
400 | 312 | FR | Calce | 66030 | Les Tres Pilous Route départementale 614 | Tiru, UIOM DE Calce (Perpignan) | 66 Pyrénées-Orientales | http://www.tiru.fr | UIOM de Calce | 2 | 528 | 179000
401 | 1008 | JP | Nishinomiya | 662-0934 | Nishinomiyahama eight 3 | Western General Facilities | Hyogo Prefecture |  | Nishinomiya West | 3 | 525 | 181125
402 | 1101 | JP | Sagamihara-Minami | 252-0328 | 1524-1 Asamizodai | Incineration plant resources recycling unit south | Kanagawa Prefecture |  | Incineration Plant South | 3 | 525 | 174999.9825
403 | 704 | JP | Ichihara city | 290-0202, | 124-2 Fukumasu | Clean Center Fukumasu | Chiba Prefecture | http://gk01.city.ichihara.chiba.jp/ | Clean Center Fukumasu | 5 | 520 | 173333.316
404 | 295 | FR | Argenteuil | 95100 | 2 rue du Chemin Vert | Novergie Argenteuil | 95 Val-d'Oise | http://www.novergie.fr/page/groupe/usines/usine.php?id=3 | UIOM Argenteuil | 2 | 519.5195 | 173000
405 | 240 | DE | Zella-Mehlis | 98544 | Am Schießstand 15 | Restabfallbehandlungsanlage Südwestthüringen (RABA) | Thüringen | http://www.zast.info/raba_swth.html | MVA Zella-Mehlis | 1 | 518 | 178710
406 | 427 | FR | Villers Saint Paul | 60870 | avenue Frédéric et Irène Joliot Curie | Novergie Esiane | 60 Oise | http://www.novergie.fr/page/groupe/usines/usine.php?id=14 | UIOM Esiane | 2 | 517 | 157000
407 | 169 | DE | Eschbach | 79427 | Heitersheimer Straße 2 | TREA Breisgau | B-W, Freiburg | http://www.eon-energyfromwaste.com | TREA Breisgau | 1 | 510.5105 | 170000
408 | 60 | CH | Monthey | 1870 | Route Boeuferrant Nord 16 | UIOM Monthey | Wallis | http://www.satom-monthey.ch | UIOM Monthey | 2 | 504 | 168000
409 | 344 | FR | Le Mans | 72000 | 206 RUE ANGEVINIERE | Veolia, UIOM du Mans 1 | 72 Sarthe | http://www.veolia-proprete.fr/ | No INFO | 2 | 504 | 168000
410 | 401 | FR | Saint-Ouen-l’Aumone | 95572 | Parc d’activité des Béthunes Avenue du Fief | Veolia UIOM Saint-Ouen-l’Aumone | 95 Val-d'Oise | http://www.veolia-proprete.fr/ | UIOM Saint-Ouen-l’Aumone | 2 | 504 | 168000
411 | 407 | FR | Sausheim | 68390 | 1 route de Chalampé | Novergie, Mulhouse 2 | 68 Haut-Rhin | http://www.novergie.fr/page/groupe/usines/usine.php?id=25 | UIOM Sausheim | 2 | 504 | 165000
412 | 479 | IT | Busto Arsizio | 21052 | Strada Comunale di Arconate, 121 | Busto Arsizio | Lombardia, VA | http://www.accam.it/dove_siamo.aspx | Busto Arsizio | 2 | 504 | 173880
413 | 975 | JP | Naha-Okinawa | 901-1105 | 650 Haebaru Naha | Clean Center Naha Haebaru | Okinawa Prefecture |  | clean Center Haeburu | 5 | 502 | 167333.3166
414 | 138 | CN | Yixing City |  |  | China Everbright Int., Yixing Waste to Energy I | Jiangsu | http://www.ebchinaintl.com |  | 2 | 500 | 166666.65
415 | 525 | IT | Trezzo Sull'Dada | 20056 | Via Pastore | Thermo Trezzo sull | Lombardia, Milano | http://www.termotrezzo.it/ | Thermo Trezzo Sull'Dada | 2 | 500 | 166666.65
416 | 722 | JP | Inagi City | 206-0801 | 1528 Omaru | Clean Center Tamagawa | Tokyo Prefecture |  | Tamagawa Clean Center | 5 | 500 | 166666.65
417 | 1178 | JP | Shizuoka City-Aoi | 421-2116 | 553 Nishigaya | Nishigaya DMS Plant | Shizuoka Prefecture |  | Nishigaya Plant | 2 | 500 | 166666.65
418 | 1243 | JP | Tokyo-Katsushika | 125-0032 | 1-20-1 Katsushika-ku Mizumoto | Katsushika Incineration Plant | Tokyo City 23 | http://www.union.tokyo23-seisou.lg.jp/ | Tokyo Katsushika | 2 | 500 | 166666
419 | 1381 | KR | Incheon,Yeonsu-gu |  | Songdo-dong 989 | Cheongna general waste incinerator | Incheon | http://www.eco-i.or.kr | Incheon Harbour | 2 | 500 | 172500
420 | 1382 | KR | Incheon-Seo |  | 673-6 Gyeongseo-dong (38 Robot land-ro 249beon-gil) | Zheng La | Incheon |  | Incheon Seo | 2 | 500 | 166666.65
421 | 1506 | TW | Jhunan Township | 35050 | No.25, Bao-anlin | Miaoli Refuse Incineration Plant | Miaoli County | NO INFO | Miaoli County plant | 2 | 500 | 172500
422 | 1549 | US | Concord, Penacook, NH | NH 03303 | 11 Whitney Road | Wheelabrator Concord waste-to-energy facility | New Hampshire | http://www.wheelabratortechnologies.com | Wheelabrator Concord | 2 | 500 | 172500
423 | 1594 | US | Portland, ME | ME 04102 | 64 Blueberry Road | ECOMAINE | Maine | http://ecomaine.org | ECOMAINE | 2 | 500 | 160000
424 | 1544 | US | Brooks, OR | OR 97305 | 4850 Brooklake Road, NE | Convanta Marion County Solid Waste-to-Energy Facility | Oregon | http://www.covantaenergy.com/ | Covanta Brooks | 2 | 498 | 171810
425 | 448 | GB | Marchwood | SO40 4BD | Oceanic Way | Integra South West ERF | Hampshire | http://www.veoliaenvironmentalservices.co.uk/Hampshire/ | Veolia Marchwood | 2 | 495 | 165000
426 | 454 | GB | Portsmouth | PO3 5QH | Quartremaine Road | Integra South East ERF | Hampshire | http://www.veoliaenvironmentalservices.co.uk/Hampshire/ | Veolia Portsmouth | 2 | 495 | 165000
427 | 392 | FR | Rungis | 94569 | 1 rue du Four - Secteur Marée | Veolia, UIOM de Rungis | 94 Val-de-Marne | http://www.veolia-proprete.fr/ | UIOM de Rungis | 2 | 490 | 169050
428 | 539 | JP | Akashi | 674-0053 | 1131 Okubocho Matsukage | Akashi Clean Center | Hyogo Prefecture | http://www.city.akashi.lg.jp/kankyou/index.html | Akashi Clean Center | 3 | 482 | 166290
429 | 210 | DE | Neumünster | 24534 | Bismarckstraße 51 | TEV Neumünster | Schleswig-Holstein | www.stadtwerke-neumuenster.de/tev | TEV Neumünster | 1 | 480 | 207000
430 | 245 | DK | Esbjerg | 6705 | Måde Industrivej 35 | L90 Affaldsforbrænding | Region Syddanmark | http://www.l90.dk/ | L90 | 1 | 480 | 165600
431 | 278 | ES | Mataró | 08302 | C/ de la Teixidora, 83 PI Les Hortes del CamíRai | TRM | Catalunya, Cataluña | http://www.plantabrossa-maresme.com | TRM | 2 | 480 | 165600
432 | 279 | ES | Tarragona | 43206 | C/ Coure s/n. Polg.Ind.Riu Clar | SIRUSA | Catalunya, Cataluña | http://www.sirusa.es | Sirusa Tarragona | 2 | 480 | 165600
433 | 342 | FR | Labeuvriere | 62122 | rue jean de sars | UIOM DE Labeuvriere | 62 Pas-de-Calais |  | UIOM Labeuvriere | 3 | 480 | 160000
434 | 399 | FR | Saint Thibault des Vignes | 77400 | 3 rue Grand Pommeraye - ZA la Courtillière | Novergie, UIOM Saint-Thibault-les-Vignes | 77 Seine-et-Marne | http://www.novergie.fr/page/groupe/usines/usine.php?id=24 | UIOM Saint-Thibault-les-Vignes | 2 | 480 | 140000
435 | 406 | FR | Sarcelles | 95200 | 1 rue de Tissonvilliers | Sarcelles (Saren) | 95 Val-d'Oise | http://www.idex-groupe.com/metiers/valorisation-des-dechets | UIOM Sarcelles | 2 | 480 | 160000
436 | 433 | GB | Bolton | BL3 2NH | Raikes Lane | Viridor, Bolton WTE | Lancashire |  | Viridor Bolton | 1 | 480 | 159999.984
437 | 548 | JP | Amagasaki City |  | Higashikaigancho, 16 | Amagasaki II | Hyogo Prefecture |  | Amagasaki II | 2 | 480 | 159999.984
438 | 651 | JP | Hamura City | 205-0012 | Kawasaki | Environmental Center, Nishitama Sanitation Association | Tokyo Prefecture |  | Nishitami Sanitation Center | 3 | 480 | 159999.984
439 | 982 | JP | Nara City | 631-0801 | 5-2 Sakyo | Kiyomi factory environment, Nara I, II | Nara Prefecture |  | Nara I II | 4 | 480 | 159999.984
440 | 1183 | JP | Suita | 565-0826 | 4-1 Senribanpakukoen | Resource Recycling Energy Center, Suita | Osaka Prefecture |  | RREC Suita | 2 | 480 | 159999.984
441 | 1370 | KR | Daegu |  | 257 Seongseogongdan-ro (306-71 Jang-dong) | Daegu Refuse Incineration Plant | Daegu |  | Daegu Plant | 3 | 480 | 159999.984
442 | 1408 | LU | Leudelange | 3346 | Route de Bettembourg | E.ON Energy from Waste, Leudelange S.à r.l. |  | http://www.eon-energyfromwaste.com | EON Leudelange | 1 | 480 | 150000
443 | 1440 | NO | Oslo-Klemetsrud | 1278 | Klemetsrudveien 1 | Klemetsrud Energigjenvinningsanlegg | Oslo og Akershus | http://www.energigjenvinningsetaten.oslo.kommune.no | EGE Klemensrud | 3 | 480 | 310000
444 | 1469 | SE | Jönköping | 556 52 | Energivägen 10 | Torsvik, Jönköping Energi | Jönköpings län | http://www.jonkopingenergi.se | Jönköping Energi | 1 | 480 | 160000
445 | 1568 | US | Hudson Falls, NY | NY 12839 | 61 River Street | Wheelabrator Hudson Falls L.L.C. | New York, Washington County, | http://www.wheelabratortechnologies.com | Wheelabrator Hudson Falls | 2 | 480 | 165600
446 | 1587 | US | Okahumpka, FL | FL 34762 | 3830 Rogers Industrial Park | COVANTA Lake County RRF | Florida | http://www.covantaenergy.com/ | Covanta Lake County | 2 | 480 | 165600
447 | 899 | JP | Machida City | 194-0202 | 3160 Shimooyamadamachi | Machida Recycling Cultural Center | Tokyo Prefecture |  | Machida Center | 4 | 475 | 158333.3175
448 | 59 | CH | Lausanne | 1005 | Rue du Vallon 35 | Centre TRIDEL | Vaud | http://www.tridel.ch | Centre Tridel Lausanne | 2 | 468.4685 | 156000
449 | 174 | DE | Göppingen | 73037 | Iltishofweg 40 | E.ON Energy from Waste Göppingen GmbH | Baden-Württemberg | http://www.eon-energyfromwaste.com | EON Göppingen | 1 | 465.0047 | 155000
450 | 544 | JP | Akita City | 019-2614 | Kokuzoodaitaki-1-1 Kawabetoyonari | Akita City, DMS Facility II | Akita Prefecture | http://rlodms.com/v1_1_6/#a01-list-index-page | Akita I, II | 2 | 460 | 153333.318
451 | 157 | DE | Böblingen | 71032 | Musberger Sträßle 11 | Zweckverband RBB, Restmüllheizkraftwerk Böblingen | Baden-Württemberg | http://www.rbb.info/ | RBB | 2 | 456.0046 | 152000
452 | 363 | FR | Nantes est | 44326 | 350 rue de l'Etier | Novergie Nantes (Est), Valorena | 44 Loire-Atlantique | http://www.novergie.fr | Valorena Nantes | 2 | 456 | 157320
453 | 506 | IT | Parona | 27020 | Vecchia Strada Vicinale per Vigevano | Lomellina Energia Srl | Lombardia, PV | http://www.lomellinaenergia.it/ | Lomellina Energia Srl Parona | 2 | 456 | 151999.9848
454 | 233 | DE | Ulm | 89079 | Siemensstr. 1 | Müllheizkraftwerk Ulm-Donautal | Baden-Württemberg | http://www.zv-tad.de | TAD Ulm | 2 | 453.0045 | 151000
455 | 1576 | US | Lisbon, CT | CT 06351 | 425 South Burnham Highway | Wheelabrator Lisbon | Connecticut, eastern | http://www.wheelabratortechnologies.com | Wheelabrator Lisbon | 2 | 453 | 151000
456 | 289 | FI | Koivulahti | 66530 | Energiatie 37 | Westenergy Oy Ab |  | http://www.westenergy.fi | Westenergy | 1 | 450.4505 | 150000
457 | 211 | DE | Neunkirchen | 66538 | Am Blücherflöz 12 | AHKW Neunkirchen | Saarland | http://www.eon-energyfromwaste.com | E.ON Saarbrücken | 2 | 450.0045 | 150000
458 | 37 | CA | Brampton, Ont |  |  | KMS Peel (APEFW) | Ontario, Mississauga, Brampton. Town of Caledon | http://www.algonquinpower.com |  | 1 | 450 | 130000
459 | 80 | CN | Binjiang |  |  | Binjiang Waste to Energy | Hangzhou |  |  | 3 | 450 | 155250
460 | 115 | CN | Shenzhen - Baoan |  |  | Shenzhen - Baoan I | Guangdong |  |  | 3 | 450 | 154000
461 | 467 | IN | New Dehli, Ghazipur |  |  | Integrated Municipal Waste Processing Complex Ghazipur | Dehli |  | Ghazipur | 1 | 450 | 150000
462 | 483 | IT | Coriano (RN) | 47040 | via Raibano 32 | Termovalorizzatore di Rimini | Emilia-Romagna, RN | http://ha.gruppohera.it/impianti/termovalorizzatori/pagina6-081.html | Rimini | 1 | 450 | 150000
463 | 557 | JP | Aomori City | 030-0955 | Fukazawa-1175 Komagome | Pear incineration plant in Aomori | Aomori Prefecture |  | Aomori Pear plant | 3 | 450 | 149999.985
464 | 578 | JP | Chiba City -Kitayatsu | 265-0067 | 347 Kitayatsu Wakaba Ward | Incineration plant Kitayatsu | Chiba Prefecture | http://www.city.chiba.jp/ | Kitayatsu Incineration | 3 | 450 | 149999.985
465 | 630 | JP | Gifu City-Akutami | 501-3134 | 6-368 Akutami | Akutami Tobu Clean Center | Gifu prefecture |  | Gifu Akutami | 3 | 450 | 149999.985
466 | 637 | JP | Hachinohe | 039-1107 | Toriageishi-1-1 Kushihiki | Hachinohe incineration plant I, II | Aomori Prefecture | http://www.city.hachinohe.aomori.jp/koiki/ | Hachinohe I, II | 3 | 450 | 149999.985
467 | 647 | JP | Hamamatsu City - Minami | 430-0844 | 1715 Enoshimacho | Cleaning south Hamamatsu City | Shizuoka Prefecture | http://www.city.hamamatsu.shizuoka.jp/ | Hamamatsu South | 3 | 450 | 149999.985
468 | 648 | JP | Hamamatsu City - Nishi |  | Shinoharacho, 26098 | Hamamatsu City Western Clean Center | Shizuoka Prefecture | http://www.city.hamamatsu.shizuoka.jp/ | Hamamatsu Western Cl. C. | 3 | 450 | 149999.985
469 | 703 | JP | Ibaraki City | 567-0838 | 14-1 Higashinonomiyacho | Environmental Sanitation Center Ibaraki City | Osaka Prefecture | http://www.city.ibaraki.osaka.jp/ | Ibaraki Clean Center | 3 | 450 | 149999.985
470 | 707 | JP | Ichinomiya | 491-0201 | Rokuchoyama-52 Okucho | Environmental Center Ichinomiya | Aichi Prefecture | http://www.city.ichinomiya.aichi.jp/ | Ichinomiya Center | 3 | 450 | 149999.985
471 | 797 | JP | Kashiwara | 582-0027 | ６６６ Enmyocho | Clean Center Kashiwa Hato | Osaka Prefecture | http://www.kashihafuji.jp/ | Clean Center Kashiwa Hato | 3 | 450 | 149999.985
472 | 820 | JP | Kawasaki-Asao | 215-0013 | 1285 Ozenji Asao-ku | Aso District Facility Ozenji | Kanagawa Prefecture | http://www.city.kawasaki.jp/ | Kawasaki Aso Ozenji | 3 | 450 | 149999.985
473 | 831 | JP | Kiryu | 376-0122 | 461 Niisatochono | Cleaning center Kiryu City | Gunma Prefecture |  | Kiryu Cleaning Center | 3 | 450 | 149999.985
474 | 832 | JP | Kisarazu |  |  | Kazusa Clean System Co., Ltd., DMS | Chiba Prefecture | http://rlodms.com/v1_1_6/#a01-list-index-page |  | 4 | 450 | 149999.985
475 | 849 | JP | Kobe-Chuo | 650-0046 | Minatojima Nakamachi 8-3 | Clean Center Harbour Island | Hyogo Prefecture | http://www.city.kobe.lg.jp/ | Clean Center Harbor Island | 3 | 450 | 149999.985
476 | 914 | JP | Matsumoto | 390-0851 | 7576-1 Shimauchi | Clean Center Matsumoto | Nagano Prefecture |  | Clean Center Matsumoto | 3 | 450 | 149999.985
477 | 957 | JP | Nagano | 381-0026 | 2-42-1 Matsuoka | Cleaning center of Nagano City | Nagano Prefecture | http://www.city.nagano.nagano.jp/ | Nagano City Clean Center | 3 | 450 | 149999.985
478 | 974 | JP | Nagoya-Yamada |  |  |  | Aichi Prefecture |  |  | 3 | 450 | 155250
479 | 1039 | JP | Okayama City -Higashi | 704-8122 | 453-5 Saidaiji Shinchi | Eastern Clean Center, Okayama City | Okayama Prefecture |  | Okayama City East Center | 3 | 450 | 149999.985
480 | 1100 | JP | Sagamihara-Midori | 252-0134 | 2074-2 Shimokuzawa | Incineration plant north | Kanagawa Prefecture |  | Incineration Plant North | 3 | 450 | 149999.985
481 | 1106 | JP | Saitama City- Midori | 336-0974 | 317 Osaki | Second plant Osaki Clean Center | Saitama Prefecture | http://www.city.saitama.jp/www/contents/1266370390330/index.html | Osaki | 3 | 450 | 149999.985
482 | 1111 | JP | Sakai City | 590-0134 | 5-1-1 Miikedai | South Plant Clean Center | Osaka Prefecture | http://www.city.sakai.lg.jp/city/info/_kanji/kanrensisetu.html | Sakai South Center | 3 | 450 | 149999.985
483 | 1113 | JP | Sakai City | 599-8102 | 1-102 Ishiharacho | Sakai Clean System Co., Ltd., DMS Facility | Osaka Prefecture | http://www.city.sakai.lg.jp/city/info/_kanji/kanrensisetu.html | Sakai East Center | 2 | 450 | 149999.985
484 | 1205 | JP | Takasaki | 370-3333 | 248-1 Takahamamachi | Takahama Clean Center | Gunma Prefecture | http://www.city.takasaki.gunma.jp/ | Takahama Clean Center | 3 | 450 | 149999.985
485 | 1329 | JP | Yamato | 242-0026 | 3-12-1 Soyagi | Environmental Management Center, Yamato-shi, | Kanagawa Prefecture |  | Yamato Center | 3 | 450 | 149999.985
486 | 1341 | JP | Yokkaichi City | 510-8037 | 1587 Tarusakacho | Waste incineration plants and factories in northern Yokkaichi City | Mie Prefecture |  | Yokkaichi City North Center | 3 | 450 | 149999.985
487 | 875 | JP | Kumamoto, Nishi ward | 860-0065 | Jozan'yakushi 12-1 | Kumamoto West Plant | Kumamoto Prefecture | http://www.city.kumamoto.kumamoto.jp/content/web/asp/kiji_detail.asp?LS=140&ID=4019 | Kumamoto West | 2 | 450 | 149999.985
488 | 1365 | KR | Busan, Haeundae-gu |  | Jwa 2(i)-dong 1425 | Busan Environmental Corporation Haeundae | Busan | http://english.busan.go.kr/ | Busan Haeundae | 2 | 441 | 152145
489 | 1602 | US | Ronkonkoma, NY | NY 11719 | 4001 Veterans Memorial Highway | Covanta MacArthur Waste-to-Energy facility | New York | http://www.covantaenergy.com/ | Covanta Mac Arthur | 2 | 440 | 150000
490 | 1034 | JP | Oita City | 870-1205 | 618 Fukumune | Environmental Center Fukumune Oita | Oita Prefecture |  | Fukumune Cleaning Center | 3 | 438 | 151110
491 | 40 | CA | Durham, ONT |  | Osbourne Road | Cavanta Durham York Energy Centre (DYEC) | Ontario | http://www.durhamyorkwaste.ca/ | Covanta Durham York WTE | 2 | 436 | 140000
492 | 626 | JP | Funabashi | 274-0082 | 1356 Ojinbocho | Waste incinerator plant in northern | Chiba Prefecture | http://www.city.funabashi.chiba.jp/shisetsu/kankyoushisetsu/0012/0003/0001/p011278.html | Funabashi North | 3 | 435 | 144999.9855
493 | 33 | BE | Wilrijk | 2610 | Boomsesteenweg 1000 | ISVAG | Vlaanderen, Antwerpen, Moortsel | http://www.isvag.be | ISVAG Wilrijk | 2 | 432 | 135000
494 | 133 | CN | Xiamen East |  |  | Xiamen East Garbage Treatment | Fujian |  | Xiamen East | 2 | 432 | 143999.9856
495 | 256 | DK | Holstebro | 7500 | Energivej 2 | Måbjergværket A/S | Region Midtjylland | http://dongenergy.com | Holstebro | 2 | 432 | 149040
496 | 294 | FR | Antibes-Cannes | 06600 | route de Grasse | Sidom Antibes | 06 Alpes-Maritimes |  | Valomed Antibes | 2 | 432 | 149040
497 | 310 | FR | Brest | 29200 | 179 Boulevard de l'Europe | Veolia Brest | 29 Finistère | http://www.veolia-proprete.fr/ | Veoilia Brest | 2 | 432 | 143999.9856
498 | 422 | FR | Vedène - Avignon | 84270 | 885 Avenue Vidier | Novergie Avignon | 84 Vaucluse | http://www.novergie.fr/page/groupe/usines/usine.php?id=37 | UIOM Novalie | 3 | 432 | 144000
499 | 769 | JP | Kakogawa | 675-1224 | 4-1 Heisocho Kamihara | New Clean center Kakogawa | Hyogo Prefecture |  | New Center Kakogawa | 3 | 432 | 143999.9856
500 | 315 | FR | Carrières-sur-Seine | 78420 | 2 rue de l’Union | Novergie CARRIÈRES-SUR-SEINE | 78 Yvelines | http://www.novergie.fr/page/groupe/usines/usine.php?id=7 | Novergie Carrières-sur-seine | 2 | 420.4204 | 140000
501 | 322 | FR | Chavanod | 74067 | Le champ de l’Ale 310 route du champ de l’Ale | UIOM DE Chavanod | 74 Haute-Savoie | http://www.sila.fr | SILA Chavanod | 3 | 420.4204 | 140000
502 | 179 | DE | Hamburg-Borsigstraße | 22113 | Borsigstraβe 6 | Müllverwertung Borsigstraße GmbH (MVB), Biomasse-Heizkraftwerk | Hamburg | http://www.mvb-hh.de/ | BMHKW Borsigstrasse | 1 | 420.0042 | 140000
503 | 193 | DE | Kiel | 24114 | Theodor-Heuss-Ring 30 | Müllheizkraftwerk Kiel | Schleswig-Holstein | http://www.mvkiel.de | MHKW Kiel | 2 | 420.0042 | 140000
504 | 642 | JP | Hakodate | 040-0022 | Hinode-cho 26-2 | Hakodate City Sunrise Clean Center | Hokkaido Prefecture | http://www.city.hakodate.hokkaido.jp | Hakodate Clean Center | 3 | 420 | 139999.986
505 | 815 | JP | Kawaguchi | 332-0001, | 4-21-33 Asahi | Asahi Environmental Center | Saitama Prefecture |  | Asahi Clean Center | 3 | 420 | 139999.986
506 | 916 | JP | Matsuyama City |  |  | Matsusaka clean center New | Ehime Prefecture | http://www.hz-inova.com |  | 3 | 420 | 139999.986
507 | 491 | IT | Gioia Tauro | 89013 | Contrada Cicerna | Impianto di Gioia Tauro | Reggio Calabria | http://www.veolia-proprete.com | Impianto de Gioia Tauro | 2 | 415 | 138333.3195
508 | 260 | DK | Kolding | 6000 | Bronzevej 6 | Trekantområdets Affaldsselskab I/S | Region Syddanmark | http://tas-is.dk/ | TAS Kolding | 3 | 413 | 142485
509 | 1476 | SE | Kumla | 692 92 | Norrtorp | Sydkraft SAKAB WTE2 | Örebro län | http://www.sakab.se/ | SAKAB Norrtorp | 1 | 411.3213 | 136970
510 | 518 | IT | Scarlino |  | Casone di Scarlino | Cogeneratore di Scarlino | Toscana, Grosseto | http://www.scarlinoenergia.it/ | Cogeneratore Scarlino | 3 | 410 | 136666.653
511 | 1596 | US | Poughkeepsie, NY | NY 12601 | 98 Sand Dock Road | Covanta Hudson Valley Renewable Energy | New York | http://www.covantaenergy.com/ | Covanta Hudson Valley | 2 | 410 | 136000
512 | 263 | DK | Nykøbing | 4800 | Energivej 4 | I/S REFA | Region Sjælland | http://www.refa.dk/ | REFA | 3 | 408 | 140760
513 | 442 | GB | Huddersfield | HD1 6 | Emerald Street | SITA Kirklees | West Yorkshire | http://www.sita.co.uk | SITA Kirklees | 1 | 408 | 136000
514 | 13 | AT | Zistersdorf | 2225 | Am Ziegelwerk 2 | A•S•A• Abfall Service Zistersdorf GmbH | Niederösterreich | http://www.asa-group.com | ASA Zistersdorf | 1 | 405.4054 | 135000
515 | 1498 | SK | Bratislava | 821 07 | Vlčie hrdlo 72 | Spaľovňa Bratislava | Bratislava | http://olo.sk | Spalovna Bratislava | 2 | 405.4054 | 135000
516 | 945 | JP | Morioka |  | Kotorizawa Ueda | Clean Center in Morioka | Iwate Prefecture |  | Morioka Clean Center | 3 | 405 | 134999.9865
517 | 1282 | JP | Toyota City | 470-1202 | Togaricho, Daimyojin39 | Toyota City plant | Aichi Prefecture | http://www.city.toyota.aichi.jp | Toyota City WtE | 3 | 405 | 134999.9865
518 | 580 | JP | Chiba City - Mihama | 261-0002 | 226-1 Shinminato | Incineration plant Shinko | Chiba Prefecture | http://www.city.chiba.jp/ | Incineration Plant Shinko | 3 | 405 | 134999.9865
519 | 670 | JP | Himeji-Aboshi |  | Aboshihama 4 | Aboshi Waste to Energy Facility | Hyogo Prefecture |  | Himeji Aboshi | 3 | 402 | 133999.9866
520 | 101 | CN | Jiangyin |  |  | China Everbright Int., Jiangin II | Jiangsu | http://www.ebchinaintl.com |  | 1 | 400 | 133333.32
521 | 140 | CN | Yuxi |  |  | Yuxi | Yunnan |  |  | 2 | 400 | 133333
522 | 477 | IT | Bolzano (Bozen) | 39100 | Lungo Isarco Sinistro 57, Linkes Eisackufer 57 | Termovalorizzatore di Bolzano, TRV Bozen | Alto Adige, Süd Tirol | http://www.eco-center.it | ECO Center Bolzano | 1 | 400 | 130000
523 | 486 | IT | Dalmine (BG) | 24044 | Via Dossi | REA Dalmine | Lombardia, Bergamo | http://www.readalmine.it/ | Rea Dalmine | 2 | 400 | 300000
524 | 527 | IT | Valmadrera | 23852 | via Leonardo Vassena 6 | Silea SPA | Lombardia, LC | http://www.sileaspa.it/it/home-page/index | Silea Valmadreda | 2 | 400 | 133333.32
525 | 802 | JP | Kasukabe | 344-0014 | 3-6 Toyono | Environmental Sanitation Center Toyono | Saitama Prefecture | http://www.city.kasukabe.lg.jp/kankyoucenter/kurashi-k/gomi/shisetsu/ke-center.html | Toyono Center | 3 | 400 | 133333.32
526 | 894 | JP | Kyoto-Fushimi | 601-1436 | Ishidanishinotsubo 2-18 | Eastern Clean Center in Kyoto | Kyoto Prefecture | http://www.city.kyoto.lg.jp | Kyoto East Centre | 2 | 400 | 133333.32
527 | 896 | JP | Kyoto-Ukyo | 616-8261 | 27 Umegahata Takahanacho | Northern Clean Center in Kyoto | Kyoto Prefecture | http://www.city.kyoto.lg.jp | Kyoto North Centre | 2 | 400 | 133333.32
528 | 963 | JP | Nagasaki | 850-0076 | 2-406 Kibachimachi | West Plant Nagasaki | Nagasaki Prefecture |  | Nagasaki West Plant | 2 | 400 | 138000
529 | 1069 | JP | Osaka- Higashiyodogawa |  | 3-16-6, Minamieguchi, | Higashiyodo Incineration Plant II (Dian Plant East) | Osaka prefecture | http://www.city.osaka.lg.jp | Osaka Hyga | 2 | 400 | 133333
530 | 1161 | JP | Shimonoseki | 751-0881 | 378 Ida | Okuyama Shimonoseki Plant | Yamaguchi Prefecture |  | Okuyama Shimonoseki Plant | 2 | 400 | 133333.32
531 | 1213 | JP | Tama City | 206-0035 | 2-1-1 Karakida | Tama II Incineration Plant | Tokyo Prefecture | http://www.tama-seisokojo.or.jp/ | Tama City Incineration Plant | 2 | 400 | 133333.32
532 | 1246 | JP | Tokyo-Koto | 135-0063 | 2-3-10 Ariake | Ariake Incineration Plant | Tokyo City 23 | http://www.union.tokyo23-seisou.lg.jp/ | Tokyo Ariake | 2 | 400 | 138000
533 | 1248 | JP | Tokyo-Koto | 135-0064 | Qinghai | Chubo Ash Melting facility | Tokyo City 23 | http://www.union.tokyo23-seisou.lg.jp/chubo/kanri/kojo/chubo/gaiyo.html | Tokyo Chubo Ash | 4 | 400 | 133333.32
534 | 1261 | JP | Tokyo-Toshima | 170-0012 | 2-5-1 Toshima-ku Kamiikebukuro | Toshima Waste disposal facilities | Tokyo City 23 | http://www.union.tokyo23-seisou.lg.jp/ | Tokyo Toshima | 2 | 400 | 138000
535 | 1315 | JP | Wakayama |  |  | Blue Coast Energy Center | Wakayama Prefecture |  | Blue Coast Energy Center | 2 | 400 | 133333.32
536 | 1350 | JP | Yorii | 369-1223 | 313 Osato-gun | Yorii Orix Thermoselect plant | Saitama Prefecture | http://www.thermoselect.com | Orix Yorii | 2 | 400 | 133333.32
537 | 1368 | KR | Changwon |  | 127 Sinchon-dong (20 Changgok-ro 108beon-gil) | Changwon Seongsan Plant | Gyeongsangnam-do |  | Changwon Seongsan Plant | 2 | 400 | 133333.32
538 | 1371 | KR | Daejeon |  | 1690-5 Sinil-dong (191 Daedeok-daero 1284beon-gil) | Daedok Daejeon Plant | Daejeon |  | Daedok Daejeon Plant | 2 | 400 | 133333.32
539 | 1377 | KR | Gwangju, Seo-gu |  | Chipyeong-dong, 1163 | Gwangju waste incinerating facility | Gwangju |  | Gwangju Plant | 2 | 400 | 133333.32
540 | 1385 | KR | Jeonju-si |  | 580 Sangnim-dong (625 Jeongyeorip-ro) | Jeonju Municipal Refuse Incineration | Jeollabuk-do |  | Jeonju Plant | 2 | 400 | 138000
541 | 1393 | KR | Seoul, Dobong-gu |  |  | Dobong Refuse Incineration Plant | Seoul |  |  | 4 | 400 | 133333.32
542 | 1397 | KR | Seoul, Yangcheon-gu |  | 1121 Annyangcheon-ro (900 Mok-dong) | Yangcheon Resource Recovery Facility | Seoul | http://rrf.seoul.go.kr | Yangcheon RRF | 2 | 400 | 133333.32
543 | 1402 | KR | Ulsan, Namgu |  | 150-1 Seongam-dong (524 Cheoyong-ro) | Ulsan Seongam waste incinerating facility, | Ulsan |  | Ulsan Seongam Facility | 2 | 400 | 133333.32
544 | 901 | JP | Maebashi | 371-0804 | Rokkumachi, 1536 | Rock incineration plant in Maebashi | Gunma Prefecture |  | Maebashi Rock Plant | 3 | 395 | 131666.6535
545 | 15 | AU | Pilbara, WA |  | Boodarie Industrial Estate | Pilbara Waste to Energy Plant | Western Australia | http://www.newenergycorp.com.au |  | 1 | 390.3904 | 130000
546 | 227 | DE | Solingen | 42655 | Sandstr. 16a | Technische Betriebe Solingen -Müllheizkraftwerk | Nordrhein-Westfalen | http://www2.solingen.de | MHKW Solingen | 2 | 390.0039 | 130000
547 | 746 | JP | Iwaki |  | Izumimachishimogawa, Sakainomachi63 | Southern Cleaning Center Iwaki | Fukushima Prefecture |  | Iwaki South | 3 | 390 | 134550
548 | 935 | JP | Mito City |  | 820-1 Kobukicho | Mito Obuki Plant | Ibaraki Prefecture |  | Mito Obuki Plant | 3 | 390 | 129999.987
549 | 995 | JP | Niigata City - Konan | 950-0162 | 1835-1 Kameda | Kameda cleaning center | Niigata Prefecture |  | Kameda Cleaning Center | 3 | 390 | 129999.987
550 | 1310 | JP | Utsunomiya | 321-0126 | 777-1 Mobaracho | Park clean Mobara | Tochigi Prefecture | http://www.city.utsunomiya.tochigi.jp/ | Park Clean Mobara | 3 | 390 | 129999.987
551 | 1035 | JP | Oita City | 870-0315 | 3400-10 Sano | Sano cleaning center Oita | Oita Prefecture |  | Sano Cleaning Center | 3 | 387 | 128999.9871
552 | 54 | CH | Fribourg-Posieux | 1725 | Rte de Châtillon 70 | SAIDEF | Fribourg | http://www.saidef.ch | SAIDEF | 1 | 384 | 132480
553 | 68 | CH | Weinfelden | 8570 | Rüteliholzstrasse 5 | KVA Thurgau | Thurgau | http://www.kvatg.ch/ | KVA Thurgau | 2 | 384 | 132480
554 | 286 | FI | Oulu | 90630 | Ruskonniityntie 10 | MSW WtE OULU | Pohjois-Pohjanmaa | http://www.ouka.fi | WTE OULU | 1 | 384 | 128000
555 | 302 | FR | Bellegarde sur valserine | 01200 | ZI Arlod Chantavril | Novergie Bellegarde sur valserine SET Faucigny Genevois | 01 Ain | http://www.novergie.fr/page/groupe/usines/usine.php?id=27 | SET Faucigny Genevois | 2 | 384 | 120000
556 | 350 | FR | Lunel-Viel | 34146 | lieu dit les roussels RN 113 | Novergie, UIOM DE Lunel-Viel | 34 Hérault | http://www.novergie.fr/page/groupe/usines/usine.php?id=18 | UIOM de Lunel-Viel | 2 | 384 | 132480
557 | 356 | FR | Metz | 57463 | 23 Avenue de Blida | UVE de Metz (UIOM) | 57 Moselle | http://www.haganis.fr | UIOM de Metz | 2 | 384 | 128000
558 | 368 | FR | Ouarville | 28291 | ZA de Bois Gaillard | Novergie, UIOM D’Ouarville | 28 Eure-et-Loir | http://www.novergie.fr/page/groupe/usines/usine.php?id=36 | UIOM d'Ouarville | 2 | 384 | 120000
559 | 421 | FR | Vaux -le-Penil - Melun | 77000 | Route de Nangis - ZAC du Tertre de Chérisy | UIOM Vaux Le Penil | 77 Seine-et-Marne | http://www.lombric.com/ | UIOM Melun | 2 | 384 | 132480
560 | 1451 | PT | Madeira Island | 9135 | Caminho das Figueirinhas | Waste Incinerator Meia-Serra | Madeira |  | Madeira Meia-Serra | 2 | 384 | 128000
561 | 884 | JP | Kure City, Shinhiro |  | 3-9-2 Hirotagaya | Me Clean Center | Hiroshima Prefecture |  | Me Clean Center | 3 | 381 | 126999.9873
562 | 494 | IT | Macchiareddu | 09032 | Strada Dorsale Consortile km 10500 | Inceneritore di Capoterra / Macchiareddu | Isola de Sardegna, Cagliari | http://www.tecnocasic.it/ | Inceneratore di Capoterra | 3 | 380 | 126666.654
563 | 1044 | JP | Okazaki City | 444-3171 | Nishinagareishi-2-1 Itadacho | Clean Center Central | Aichi Prefecture | http://www.city.okazaki.aichi.jp/menu10199.html | Okazaki Clean Center Central | 2 | 380 | 126666.654
564 | 1109 | JP | Saitama City, |  |  | Saitama City, DMS Facility | Saitama Prefecture | http://www.city.saitama.jp/www/contents/1254700023331/index.html |  | 2 | 380 | 126666.654
565 | 1611 | US | Wallingford, CT | CT 06492 | 530 South Cherry Street | COVANTA Wallingford Facility | Connecticut | http://www.covantaenergy.com/ | Covanta Wallingford | 3 | 380 | 126666
566 | 316 | FR | Cenon | 33150 | rue Jean Cocteau | Veolia, UIOM de Cenon | 33 Gironde | http://www.veolia-proprete.fr/ | UIOM de Cenon | 2 | 375.3754 | 125000
567 | 504 | IT | Padua/Padova | 31030 | V.Le Navigazione Interna 34 | Padova, ACEGAS | Veneto, PD | http://www.gruppo.acegas-aps.it/ | ACEGAS Padua | 1 | 375 | 129375
568 | 625 | JP | Funabashi | 273-0016 | Shiomicho, 38 | Waste incineration plant in southern | Chiba Prefecture | http://www.city.funabashi.chiba.jp/kurashi/gomi/0003/p001553.html | Funabashi South | 3 | 375 | 124999.9875
569 | 1290 | JP | Tsukuba City | 300-4245 | 2339 Mimori | Tsukuba Clean Center | Ibaraki Prefecture | http://www.city.tsukuba.ibaraki.jp | City Tsukuba Cl. C. | 3 | 374 | 129030
570 | 1530 | US | Agawam, MA | MA 01001 | 188 M Street Extension | Covanta Springfield, LLC | Massachusetts | http://www.covantaenergy.com/ | Covanta Springfield | 3 | 370 | 123333
571 | 152 | DE | Bamberg | 96052 | Rheinstr. 6 | Müllheizkraftwerk Bamberg | Bayern, Oberfranken | http://www.bnv-bamberg.de/home/ba4148/ | MHKW Bamberg | 3 | 367.5037 | 122500
572 | 49 | CH | Buchs, AG * | 5033 | Im Lostorf 11 | KVA Buchs AG | Aargau | http://www.kva-buchs.ch | KVA Buchs | 2 | 367 | 120000
573 | 1588 | US | Oxford, NJ | NJ 07863 | 218 Mt. Pisgah Avenue | Covanta Warren | New Jersey | http://www.covantaenergy.com/ | Covanta Warren | 2 | 364 | 125580
574 | 461 | GB | Dundee | DD4 0 | Forties Road, Claymore Street | Baldovie Waste to Energy Plant | Scotland, Dundee City |  | Baldovie EfW Dundee | 1 | 360.3604 | 120000
575 | 1434 | NO | Kristiansand | 4618 | Setesdalsveien 205 | Returkraft Langemyr | Vest-Agder | http://www.returkraft.no | Returkraft Kristiansand | 1 | 360.3604 | 120000
576 | 150 | DE | Amsdorf | 06317 | Chausseestraße 1 | Romonta Beteiligungs GmbH | Sachsen-Anhalt | http://www.wachs-und-mehr.de | Romonta | 2 | 360.0036 | 120000
577 | 149 | DE | Andernach | 56626 | Koblenzer Straße 141 | EBS, Industrieheizkraftwerk Rasselstein | Baden-Württemberg | http://www.ihkw-andernach.de/ | IHKW Rasselstein | 1 | 360.0036 | 120000
578 | 176 | DE | Hagen | 58097 | Am Pfannenofen 39 | Müllverbrennungsanlage Hagen | Nordrhein-Westfalen | http://www.heb-hagen.de/ueber-uns.html | MVA Hagen | 3 | 360.0036 | 120000
579 | 223 | DE | Salzbergen | 48499 | Neuenkirchener Str. 8 | Thermische Abfallbehandlungsanlage Salzbergen (TAS) | Niedersachsen | http://www.srs-ecotherm.de/ | TAS Salzbergen | 1 | 360.0036 | 120000
580 | 46 | CH | Bern | 3008 | Warmbächliweg 2 | KVA Bern | Bern | http://www.ewb.ch | KVA Bern | 2 | 360 | 120000
581 | 317 | FR | Châlons en Champagne, La Veuve | 51520 | Rue des Vignettes | Veolia UIOM de Chalons en champagne | 51 Marne | http://www.veolia-proprete.fr/ | UIOM de Chalons en Champ. | 1 | 360 | 124200
582 | 319 | FR | Chartres-Mainvilliers | 28300 | rue mare corbonne | Novergie, UIOM DE Chartres | 28 Eure-et-Loir | http://www.novergie.fr/page/groupe/usines/usine.php?id=20 | UIOM de Chartres | 2 | 360 | 124200
583 | 324 | FR | Colombelles-Caen | 14460 | 9 rue Francis de Pressencé | Novergie, UIOM DE Caen | 14 Calvados | http://www.novergie.fr/page/groupe/usines/usine.php?id=29 | UIOM de Caen | 2 | 360 | 124200
584 | 332 | FR | Dunkerque | 59183 | Rue Alexis Carell | Valnor UIOM de PETITE-SYNTHE | 59 Nord |  | Valnor Dunkerque | 3 | 360 | 120000
585 | 347 | FR | Limoges | 87280 | Rue de Fougeras | Veolia, UIOM DE Limoges | 87 Haute-Vienne | http://www.veolia-proprete.fr/ | UIOM de Limoges | 3 | 360 | 120000
586 | 398 | FR | Saint Saulve | 59880 | 4, rue du Galibot ZI | TIRU, UIOM DE Saint-Saulve | 59 Nord | http://www.tiru.fr | TIRU Valenciennes | 3 | 360 | 124200
587 | 400 | FR | Sainte Gemmes sur Loire | 49130 | Quartier de la Roseraie- 36, rue d'Arbrissel | Veolia, Angers | 49 Maine-et-Loire | http://www.veolia-proprete.fr/ | UIOM de angers | 3 | 360 | 120000
588 | 490 | IT | Forli-Cesena | 47122 | via Grigioni 19 | Termovalorizzatore diForli | Emilia-Romagna, FC | http://eng.gruppohera.it/group/business_activities/business_environment/termoval/waste_to_energy_plants_forli/page1-221.html | Termovalorizzatore di Forli | 1 | 360 | 120000
589 | 507 | IT | Piacenza | 29100 | Via Borgoforte, 22 | Termovalorizzatore di Piacenza (Tecnoborgo) | Emilia-Romagna, PC | http://www.tecnoborgo.com | Tecnoborgo Piacenza | 2 | 360 | 124200
590 | 582 | JP | Chigasaki |  | Hagisono, 836 | Business Center, Chigasaki environment | Kanagawa Prefecture |  | Chikasaki Environment | 3 | 360 | 119999.988
591 | 851 | JP | Kodaira City | 187-0033 | 2-1 Nakajimacho | Kodaira-Murayama-Yamato Incineration Facility | Greater Tokyo Aria | http://www.kmy-eiseikumiai.jp/ | Kodaira-Murayama Plant | 3 | 360 | 119999.988
592 | 852 | JP | Kofu City |  | Kamicho | Environment Centre Kofu | Yamanashi Prefecture | http://www.city.kofu.yamanashi.jp/shori/kurashi/gomi/shisetsu/shokyaku.html | Kofu Center | 3 | 360 | 119999.988
593 | 991 | JP | Neyagawa |  | Neyaminami, 1-2-1 | Clean Center Neyagawa | Osaka prefecture | http://www.city.neyagawa.osaka.jp/index/soshiki/clean-s/ijikanrijouhou/ijikanri23.html | Clean Center Neyagawa | 2 | 360 | 119999.988
594 | 996 | JP | Niigata City - Nishi | 950-2123 | 3644-1 Kasagi | Nitta waste cleaning center | Niigata Prefecture |  | Nitta Clean Center | 3 | 360 | 119999.988
595 | 1207 | JP | Takatsuki, | 569-0021 | 3-8-1 Maeshima | Takatsuki I | Osaka Prefecture |  | Takatsuki I, II | 2 | 360 | 119999.988
596 | 1439 | NO | Oslo-Haraldrud | 0583 | Brobekkveien 87 | Haraldrud avfallsforbrenningsanlegg | Oslo og Akershus | http://www.energigjenvinningsetaten.oslo.kommune.no | EGE Haraldrud | 2 | 360 | 100000
597 | 1457 | SE | Avesta | 774 35 | Industrigatan 40 | Källhagsverket i Avesta | Dalarnas län | http://www.fortum.com/ | Werk Avesta | 3 | 360 | 119999.988
598 | 1574 | US | La Crosse, WI | WI 54603 | 304 Bainbridge Street | French Island Generating Plant | Wisconsin | http://www.xcelenergy.com | Frensch Island | 2 | 360 | 121000
599 | 1575 | US | Layton, UT | UT 84041 | 650 East Highway 193 | Wasatch Energy Recovery Facility | Utah, Davis County | http://www.wiwmd.org/ | Wasatch ERF Utah | 2 | 360 | 121000
600 | 946 | JP | Moriya City | 302-0117 | 5020 Nogisaki | Waste incineration facility Jyouso Environment Center | Ibaraki Prefecture | http://www.jyouso-koiki.or.jp/ | JYouso Environment Center | 3 | 351 | 116999.9883
601 | 596 | JP | Ebina City | 243-0417 | 1-1 Hongo | Union dais cleaning facility | Kanagawa Prefecture | http://www.kouzaseisou-kanagawa.jp/ | Union Drais Facility | 2 | 350 | 116666.655
602 | 780 | JP | Kanazawa |  | Torikimachi, Ha284 | Seibu Clean Center Kanazawa | Ishikawa Prefecture |  | Western Center Kanazawa | 2 | 350 | 116666.655
603 | 31 | BE | Virginal | 1460 | Rue de Tubize 16 | UVE Virginal | Wallonie, Région Brabant Wallon | http://www.ibw.be | IBW | 2 | 348.3483 | 116000
604 | 45 | CH | Bazenheid | 9602 | Zwizachstrasse 27 | KVA Bazenheid | Kanton Sankt Gallen | http://www.zab.ch | KVA Bazenheid | 3 | 346.5526 | 115402
605 | 318 | FR | Chambery | 73000 | 474 RUE ARISTIDE BERGES | UIOM DE Chambery | 73 Savoie | http://www.chambery-metropole.fr/77-usine-d-incineration.htm | UIOM de Chambery | 3 | 346 | 115333.3218
606 | 314 | FR | Carrières-sous-Poissy (Yvelines) | 78955 | RD 190 lieu dit “La Demie Lieue” | Novergie Azalys | 78 Yvelines | http://www.novergie.fr/page/groupe/usines/usine.php?id=5 | UIOM Carriere sous poissy | 2 | 345.3453 | 115000
607 | 547 | JP | Amagasaki City |  | Otakasucho | Amagasaki I | Hyogo Prefecture | http://www.city.amagasaki.hyogo.jp/map/institution/01_032.html | Amagasaki I | 2 | 345 | 114999.9885
608 | 614 | JP | Fukui City |  | Ryomachi, 50-41 | Clean Center Fukui | Fukui Prefecture |  | Clean Center Fukui City | 3 | 345 | 114999.9885
609 | 65 | CH | Turgi | 5300 | Landstrasse 4 | KVA Turgi | Ostaargau | http://www.kvaturgi.ch | KVA Turgi | 2 | 340 | 115000
610 | 1364 | KR | Busan, Gangseo-gu |  | Myeongji-dong 3226-1 | Busan Environmental Corporation MoungGi | Busan | http://english.busan.go.kr/ | Busan MoungGi | 2 | 340 | 113333.322
611 | 17 | BE | Antwerpen | 2030 | Poldervlietweg 5 Haven 550 | Indaver Antwerpen (Industrial and Hazardous Waste) | Vlaanderen | http://www.indaver.be | Indaver Antwerpen | 2 | 336 | 112000
612 | 61 | CH | Niederurnen | 8867 | Im Fennen 1a | KVA Linthgebiet | Glarus, Linthgebiet | http://www.kva-linthgebiet.ch/ | KVA Linthgebiet | 2 | 336 | 105000
613 | 327 | FR | Couëron | 44220 | Cité Navale | Veolia, UIOM DE Couëron | 44 Loire-Atlantique | http://www.usine-arcenciel.fr/ | Usine Arcentiel | 2 | 336 | 115920
614 | 334 | FR | Fort-de-France / Martinique | 97209 | Morne Dillon Sud | Veolia, UIOM DE Fort-de-France | 97 DOM | http://www.veolia-proprete.fr/ | UIOM de Martinique | 2 | 336 | 112000
615 | 360 | FR | Monthyon | 77122 | Lieu-dit la croix gillet | Veolia, UIOM Monthyon | 77 Seine-et-Marne |  | UIOM de Monthyon | 2 | 336 | 115920
616 | 362 | FR | Nancy-Ludres | 54328 | ZI 226 rue V Grignard | Veolia, UIOM DE Ludres (Nancy) | 54 Meurthe-et-Moselle | http://www.nancyenergie.fr/ | Nancy Ludres | 2 | 336 | 115920
617 | 365 | FR | Nîmes | 30900 | Chemin du Mas de Cheylon | Nîmes (EVOLIA) | 30 Gard | http://www.uve-evolia.fr/ | Veolia Nimes | 1 | 336 | 115920
618 | 405 | FR | Saran | 45770 | 651 rue de la Motte Pétrée | Veolia, Saran (Orléans) | 45 Loiret | http://www.veolia-proprete.fr/ | UIOM Saran | 2 | 336 | 112000
619 | 413 | FR | Taden-Dinan | 22100 | Les Landes Basses - Route de Ploubalay | UIOM de Taden | 22 Côtes-d'Armor | http://www.idex-groupe.com/metiers/valorisation-des-dechets | UIOM de Taden | 2 | 336 | 115920
620 | 441 | GB | Grimsby, Stallingborough | DN41 8 | South Marsh Road | CYCLERVAL , Newlincs (Groupe Tiru) | North East Lincolnshire Borough Council area | http://www.newlincs.com | Tiru Newlincs Grimsby | 1 | 336 | 90000
621 | 459 | GB | Wolverhampton | WV1 1QB | Crown Street | MES Wolverhampton Plant | West Midlands | http://www.mes-e.co.uk | Wolverhampton | 2 | 336 | 115920
622 | 640 | JP | Hachioji City | 192-0001 | 1916 Tobukimachi | Tobuki Incineration Plant | Tokyo Prefecture | http://www.city.hachioji.tokyo.jp/shisetsu/kankyo/tobukiseisokojyo/index.html | Tobuki Incineration Plant | 5 | 336 | 111999.9888
623 | 1471 | SE | Karlstad | 651 84 | Hedvägen 20 | Avfallsvärmeverket på Heden | Värmlands län | http://www.karlstadsenergi.se | Karlstad Energy | 2 | 336 | 111999.9888
624 | 216 | DE | Olching | 82140 | Josef-Kistler-Weg 22 | AHKW Geiselbullach | (Ober) Bayern | http://www.gfa-online.com/ | MHKW Olching | 2 | 333.0033 | 111000
625 | 338 | FR | GUADALOUPE |  | Passage de La Gabarre | VALORGABAR | 971 Guadeloupe | http://www.urbaser.com | Guadeloupe | 1 | 330.3303 | 110000
626 | 156 | DE | Bitterfeld-Wolfen | 06749 | Oststraße 1 | PD energy GmbH | Sachsen-Anhalt | http://www.danpower-ekt.de/pd_energy.html | PD Energy Bitterfeld | 1 | 330.0033 | 110000
627 | 673 | JP | Himeji-Ichikawa |  | Togocho | Himeji City Center Ichikawa | Hyogo Prefecture |  | Himeji Ichikawa | 2 | 330 | 113850
628 | 867 | JP | Kudamatsu | 744-0061 | 340 Kouchi | Sanitation district Shunan | Yamaguchi Prefecture |  | Shunan Center | 3 | 330 | 109999.989
629 | 1019 | JP | Obihiro City | 080-2464 | 4-24 Nishi Jokita | Kuririn Center | Hokkaido Prefecture |  | Kuririn Center | 3 | 330 | 109999.989
630 | 1338 | JP | Yatomi City | 498-0068 | Happo-399-3 Nabetacho | Clean Center Yaho | Aichi Prefecture | http://www.atkankyo.or.jp/ | Clean Center Yaho | 3 | 330 | 109999.989
631 | 567 | JP | Atsugi | 243-0003 | 1641-1 Kaneda | Environmental Center Atsugi City | Kanagawa Prefecture | http://www.city.atsugi.kanagawa.jp/ | Atsugi Clean Center | 3 | 327 | 108999.9891
632 | 1573 | US | Joppe, MD | MD 21040 | 1 Magnolia Road | Harford Waste-to-Energy Facility | Maryland | http://www.harfordcountymd.gov/dpw/envaffairs/index.cfm?ID=438 | Hartford WTEF | 4 | 326 | 108666
633 | 1592 | US | Pittsfield, MA | MA 01201 | 500 Hubbard Avenue | Covanta Pittsfield, LLC | Massachusetts | http://www.covantaenergy.com/ | Pitsfield | 3 | 325 | 100000
634 | 262 | DK | Næstved | 4700 | Ved Fjorden 20 | I/S FASAN | Region Sjælland | http://www.affaldplus.dk/forside | I/S FASAN | 3 | 324 | 111780
635 | 367 | FR | Noyelles-Sous-Lens | 62221 | RUE DU DOCTEUR SCHAFFNER | INOVA FRANCE, UIOM DE Noyelles-Sous-Lens | 62 Pas-de-Calais |  | UIOM de Noyelles-sous-Lens | 2 | 322 | 111090
636 | 667 | JP | Higashikurume City | 203-0043 | 4-3-10 Shimosato | Clean port willow garden fountain | Tokyo Prefecture | http://www.ryusenen.or.jp/ | Higashikurume Clean Center | 3 | 320 | 106666.656
637 | 841 | JP | Kitakyushu |  |  | Kita-kyushu Eco Energy Co., Ltd., DMS Fac. | Fukuoka Prefecture | http://rlodms.com/v1_1_6/#a01-list-index-page |  | 2 | 320 | 106666.656
638 | 872 | JP | Kumagaya City | 360-0857 | 583-1 Nishibeppu | Kumagai Health Center I, II | Saitama Prefecture, | http://www.osato-k.jp/ | Kumagai Health Center I, II | 4 | 320 | 106666.656
639 | 1075 | JP | Ota City | 373-0842 | 1712 Hosoyacho | Ota City Hall cleaning center, Incinerator no. 3 and 4 | Gunma Prefecture |  | Ora Cleaning Center 3 and 4 | 3 | 320 | 106666.656
640 | 1175 | JP | Shisui, Inba District | 285-0913 | 1506 Sumi | town cleaning Sakura | Chiba Prefecture | http://www.ss-seisou.jp/ | Town Cleaning Sakura | 4 | 320 | 106666.656
641 | 1203 | JP | Takarazuka | 665-0827 | 1-2-15 Kohama | Clean Center Takarazuka | Hyogo Prefecture | http://www.city.takarazuka.hyogo.jp | Takarazuka Clean Center | 2 | 320 | 110400
642 | 1316 | JP | Wakayama | 640-8404 | 1342-39 Minato | Blue Coast Clean Center | Wakayama Prefecture |  | Blue Coast Clean Center | 2 | 320 | 106666.656
643 | 1548 | US | Commerce, LA, CA | CA 90040 | 5926 Sheila Street | Commerce Refuse-to-Energy Facility | California | http://www.lacsd.org | Commerce WtE | 1 | 317 | 105816
644 | 1089 | JP | Ryuusen-En | 584-0053 | 2345 Kannabi,Tondabayashi-shi | Ryuusen-en Association | Kyoto Prefecture |  | Ryuusen-En Plant | 3 | 316 | 109020
645 | 64 | CH | Thun | 3600 | Allmendstrasse 166 | KVA Thun | Bern | http://www.avag.ch | KVA Thun | 1 | 313 | 100000
646 | 385 | FR | Rambervillers |  | Route de Romont | Novergie, UIOM DE Rambervillers | 88 Vosges | http://www.novergie.fr/page/groupe/usines/usine.php?id=31 | UIOM de Rambervillers | 3 | 312 | 104000
647 | 386 | FR | Reims | 51689 | CHEMIN du moulin de vrilly | Veolia, UIOM DE Reims | 51 Marne | http://www.veolia-proprete.fr/ | UIOM de Reims | 2 | 312 | 104000
648 | 426 | FR | Villejust | 91140 | Route Départementale 118 | Villejust 1 & 2 | 91 Essonne | http://www.siom.fr | Villejust | 2 | 312 | 107640
649 | 1046 | JP | Okinawa City | 904-2141 | Ikehara 3394 | Ikehara Ecotopia | Okinawa Prefecture | http://www.kurahama.or.jp/ | Okinawa Ikehara | 3 | 309 | 102999.9897
650 | 1077 | JP | Otokuni District |  | 32 Minamihirakata, Shimoueno | Otokuni District | Kyoto Prefecture |  | Otokuni District WtE | 4 | 305 | 105225
651 | 3 | AT | Graz | 8712 | Proleber-Straße 10 | Thermische Reststoffverwertungsanlage Niklasdorf | Steiermark | http://www.e-steiermark.com | Niklasdorf | 1 | 300.3003 | 100000
652 | 403 | FR | Salaise-sur-Sanne | 38468 | Rue Denis Papin | UIOM DE Salaise-sur-Sanne | 38 Isère | http://www.groupe-seche.com | UIOM Salaise-sur-Sanne | 1 | 300.3003 | 100000
653 | 530 | JE | Jersey Island |  |  | La Collette II Reclamation Site | Jersey | http://www.gov.je | La Collette Jersey | 2 | 300.3003 | 100000
654 | 21 | BE | Eeklo | 9900 | Sint-Laureinsesteenweg | IVM ov Balgerhoeke | Vlaanderen, Meetjesland | http://www.ivmafvalbeheer.be | IVM Balgerhoeke | 2 | 300 | 100000
655 | 35 | BR | São Paulo-Ponte Pequena |  |  | NO INFO |  |  |  | 2 | 300 | 103500
656 | 36 | BR | São Paulo-Vergueiro * |  |  | NO INFO |  |  |  | 2 | 300 | 103500
657 | 124 | CN | Taixing |  |  | Taixing Energy-from-Waste facility | Jiangsu | http://www.covantaenergy.com |  | 1 | 300 | 100000
658 | 139 | CN | Yixing City |  |  | China Everbright Int., Yixing Waste to Energy II | Jiangsu | http://www.ebchinaintl.com |  | 1 | 300 | 99999.99
659 | 147 | CZ | Liberec | 46006 | Dr. Milady Horákové 571/56 | TERMIZO Liberec | Liberec | http://www.termizo.mvv.cz | Termizo Liberec | 1 | 300 | 100000
660 | 285 | FI | Korkeakoski |  |  | Korkeakoski Waste-to-Energy Power Plant |  | http://www.kotkanenergia.fi |  | 1 | 300 | 90000
661 | 287 | FI | Riihimäki, | 11120 | Kuulojankatu 1 | Ekokem Oy |  | http://www.ekokem.fi | Ekokem Oy | 2 | 300 | 100000
662 | 296 | FR | Arques | 62510 | 365 Avenue Isaac Newton, | Centre de Valorisation Énergétique, Flamoval | 62 Pas-de-Calais | http://www.smfm-flamoval.fr/ | NO INFO | 1 | 300 | 100000
663 | 343 | FR | Lasse | 49490 | Lande du Chêne de la Mott | Veolia, UIOM DE Lasse | 49 Maine-et-Loire | http://www.veolia-proprete.fr/ | Salamandre | 1 | 300 | 100000
664 | 485 | IT | Cremona | 26100 | via Antichi Budri | Inceneritore di Cremona | Lombardia, CR | http://www.aemcremona.it/index.aspx?m=53&did=56 | Incinereritore di Cremona | 2 | 300 | 99999.99
665 | 533 | JP | Ageo City | 362-0057 | 35-1 Nishikaizuka | Environmental Center Nishikaizuka Ageo | Saitama Prefecture |  | Ageo Center | 3 | 300 | 99999.99
666 | 564 | JP | Ashikaga | 326-0322 | 826-1 Nodacho | Nambu Clean Center | Tochigi Prefecture |  | Nambu Clean Center | 3 | 300 | 99999.99
667 | 577 | JP | Chiba City |  |  | Chiba Thermoslect Plant | Chiba Prefecture | http://www.thermoselect.com |  | 2 | 300 | 100000
668 | 603 | JP | Fuji City | 417-0801 | 232 Obuchi | Fuji City Environmental Clean Center | Shizuoka Prefecture |  | Fuji City Clean Center | 2 | 300 | 99999.99
669 | 609 | JP | Fujisawa |  | 2168 Ishikawa | Fuijisawa North | Kanagawa Prefecture | http://www.city.fujisawa.kanagawa.jp/kankyou/page100024.shtml | Fujisawa North | 2 | 300 | 99999.99
670 | 664 | JP | Higashihiroshima | 739-0022 | 766-1 Saijocho Kamiminaga | Center for Environmental Health and combustible waste Kamo | Hiroshima Prefecture |  | Kamo Center | 3 | 300 | 99999.99
671 | 672 | JP | Himeji City, | 672-8079 | 1351-27 Shikamaku Imazaike | Himeji South Center | Hyogo Prefecture |  | Himeji South Center | 2 | 300 | 99999.99
672 | 689 | JP | Hiroshima-Minami |  | Shinonome, 3-17 | Minami Plant | Hiroshima Prefecture |  | Minami Plant | 2 | 300 | 103500
673 | 692 | JP | Hitachi City |  | Miyatacho | Hitachi City Center Cleaning | Ibaraki Prefecture |  | Hitachi Center Cleaning | 3 | 300 | 99999.99
674 | 726 | JP | Inzai City | 270-1352 | 1-1-1 Otsuka | Clean Center Inzai | Chiba Prefecture | http://www.inkan-jk.or.jp/creen/index.html | Clean Center Inzai | 3 | 300 | 99999.99
675 | 745 | JP | Iwaki |  | Tairakamikatayose, Odaira23 | Cleaning center in northern Iwaki | Fukushima Prefecture |  | Iwaki North Plant | 2 | 300 | 103500
676 | 755 | JP | Izumi City | 594-0001 | 87 Maicho | Clean Center Senboku | Osaka Prefecture | http://www.senbokukankyo-ichikumi.org/ | Clean Center Senboku | 2 | 300 | 99999.99
677 | 795 | JP | Kashiwa |  | Funatoyamagoya, 538 | Incineration plant in Kashiwa North | Chiba Prefecture |  | Kashiwa North Plant | 3 | 300 | 99999.99
678 | 811 | JP | Kawachinagano-Tondabayashi | 584-0054 | Kannabi, 2345 | First Incineration Plant | Osaka Prefecture | http://www.minamikawachi-kankyo.or.jp/sisetsu/dai1_sisetsu.html | First Plant | 2 | 300 | 99999.99
679 | 816 | JP | Kawaguchi | 333-0803, | 290 Tobee Shinden | Totsuka Environmental Center | Saitama Prefecture |  | Totsuka Clean Center | 2 | 300 | 99999.99
680 | 858 | JP | Komaki-Iwakura | 485-0806 | 2881-9 Noguchi | Komaki Iwakura Center | Aichi Prefecture |  | Komaki Iwakura | 2 | 300 | 103500
681 | 860 | JP | Koriyama | 963-0212 | Nishigobosawa-59 Osemachi Kouzu | Kawachi Clean Center | Fukushima Prefecture |  | Kawachi Center | 2 | 300 | 99999.99
682 | 861 | JP | Koriyama | 963-8061 | Kitabatake-1-2 Fukuyamamachi Fukuhara | Fukuyama Clean Center | Fukushima Prefecture |  | Fukuyama Center | 2 | 300 | 99999.99
683 | 879 | JP | Kurashiki City | 710-0824 | 424 Bakurocho | Waste treatment plant Hakuraku | Okayama Prefecture |  | Kurashiki Center Hakuraku | 2 | 300 | 100000
684 | 911 | JP | Matsudo City | 270-2232 | 1349-2 Wanagaya | Matsudo City Clean Center Wanagaya | Chiba prefecture | http://www.city.matsudo.chiba.jp/index/organization/wanagaya-cc.html | Wanagaya Center | 3 | 300 | 99999.99
685 | 917 | JP | Matsuyama City | 791-8057 | 3-525-6 Okaga | West Clean Center, Matsuyama | Ehime Prefecture |  | Matsuyama West | 2 | 300 | 99999.99
686 | 918 | JP | Matsuyama City |  | 1000-1 Ichitsubo Nishimachi | South Clean Center, Matsuyama | Ehime Prefecture |  | Matsuyama South | 3 | 300 | 99999.99
687 | 941 | JP | Miyazaki-Nambu |  |  | Miyazaki Nambu | Miyazaki Prefecture |  |  | 2 | 300 | 99999.99
688 | 962 | JP | Nagasaki |  |  | Nagasaki Thermoselect plant | Nagasaki Prefecture |  |  | 3 | 300 | 99999.99
689 | 964 | JP | Nagasaki east * | 857-1161 | 1036-1 Oto-cho Sasebo | Eastern Clean Center | Nagasaki Prefecture |  | Daitocho Nagasaki | 2 | 300 | 103500
690 | 1017 | JP | Numazu City | 410-0813 | Three-dong 2417-1 Kamikanuki | Numazu plant cleaning | Shizuoka Prefecture |  | Numazu Plant | 2 | 300 | 99999.99
691 | 1040 | JP | Okayama City - Minami | 700-0956 | 486-1 Toshinden | Waste incineration center Toshinden | Okayama Prefecture |  | Okayama City Toshinden | 2 | 300 | 99999.99
692 | 1081 | JP | Owariasahi | 488-0031 | 33-1 Haruokachohigashi | Eastern Haruoka union health center | Aichi Prefecture | http://www.haruoka-center.com/ | Haruoka Center | 2 | 300 | 99999.99
693 | 1095 | JP | Saga City | 849-0917 | 2369 Takakisemachi Oaza Nagase | Saga City Waste Disposal Center | Saga Prefecture | http://www.saga-ecoplaza.jp/ | Saga city | 3 | 300 | 99999.99
694 | 1105 | JP | Saitama City- Midori | 336-0974 | 317 Osaki | First plant Osaki Clean Center | Saitama Prefecture | http://www.city.saitama.jp/www/contents/1266370390330/index.html | Osaki | 2 | 300 | 99999.99
695 | 1107 | JP | Saitama City- Minuma | 337-0021 | 626-1 Hizako | Eastern Environmental Center | Saitama Prefecture |  | Eastern Center | 3 | 300 | 99999.99
696 | 1108 | JP | Saitama City- Nishi | 331-0074 | 52-1 Horai | Western Environmental Center | Saitama Prefecture |  | Western Center | 3 | 300 | 99999.99
697 | 1112 | JP | Sakai City | 599-8102 | 1-102 Ishiharacho | Clean Center East Plant | Osaka Prefecture | http://www.city.sakai.lg.jp/city/info/_kanji/kanrensisetu.html | Sakai East Center | 2 | 300 | 99999.99
698 | 1200 | JP | Takamatsu | 761-1503 | Dai 3 Go-2084-1 Shionoecho Yasuharashimo | Takamatsu South | Kagawa Prefecture |  | Takamatsu South | 3 | 300 | 99999.99
699 | 1206 | JP | Takatsuki, | 569-0021 | 3-8-1 Maeshima | Takatsuki I | Osaka Prefecture |  | Takatsuki I, II | 2 | 300 | 99999.99
700 | 1251 | JP | Tokyo-Nerima | 179-0072 | 5-3-1 Nerima-Ku Hikarigaoka | Hikarigaoka Incineration Plant | Tokyo City 23 | http://www.union.tokyo23-seisou.lg.jp/ | Tokyo Hikarigoaka | 2 | 300 | 100000
701 | 1254 | JP | Tokyo-Ota | 146-0092 | 2-33-1 Ota-ku Shimomaruko | Tamagawa Incineration Plant | Tokyo City 23 | http://www.union.tokyo23-seisou.lg.jp/ | Tokyo Tamagawa | 2 | 300 | 100000
702 | 1256 | JP | Tokyo-Setagaya | 157-0074 | 1-1-1 Okura Setagaya | Setagaya Incineration Plant | Tokyo City 23 | http://www.union.tokyo23-seisou.lg.jp/ | Tokyo Setagaya | 2 | 300 | 100000
703 | 1294 | JP | Tsushima | 817-0034 | 141 Izuhara-machi Agami | Clean Center Tsushima | Nagasaki Prefecture , Tsushima Island |  | Clean Center Tsushima | 2 | 300 | 103500
704 | 730 | JP | Isahaya | 854-0001 | 1250 Fukudamachi | Southern central province Clean Center | Nagasaki prefecture | http://www.kouiki-kankyou.com/ | Isahaya Center | 3 | 300 | 99999.99
705 | 887 | JP | Kurume City | 830-0052 | 2199-35 Kamitsumachi | Upper Tsu Clean Center | Fukuoka Prefecture | http://www.city.kurume.fukuoka.jp | Kurume City Upper Tsu | 3 | 300 | 99999.99
706 | 1363 | KR | Bucheon, Ojeong-gu |  | 607 Daejang-dong (122 Beolmal-ro) | Daejangdong Refuse Incineration Plant | Gyeonggi-do |  | Daejangdong RRF | 1 | 300 | 99999.99
707 | 1374 | KR | Goyang City |  | 1234 Baekseok-dong (115 Gyeongui-ro) | Goyang City Facilty | Gyeonggi-do |  | Goyang Facility | 2 | 300 | 99999.99
708 | 1378 | KR | Gwangmyeong-Si |  | 27 Gahak-dong (142 Gahak-ro 85(palsibo)beon-gil) | Gwangmyeong Facility | Gyeonggi-do |  | Gwangmyeong Facility | 2 | 300 | 99999.99
709 | 1379 | KR | Icheon |  | Hhobeopmyeon Anping Li 684-1 | Icheon Facility | Gyeonggi-do |  | Icheon Plant | 2 | 300 | 99999.99
710 | 1401 | KR | Ulsan |  |  |  | Ulsan |  |  | 1 | 300 | 99999.99
711 | 1403 | KR | Yongin-Cheoin |  | 400-2 Geumeo-ri, Pogog-eup | Yongin-Cheoin | Gyeonggi-do |  | Yongin Cheoin | 3 | 300 | 99999.99
712 | 1513 | TW | Linnei Township | 643 |  | YunLin BOO Incineration Plant | Yunlin County | http://www.tahoho.com.tw | Yunlin BOO | 2 | 300 | 100000
713 | 1520 | TW | Taidong City | 950 | 709, ChenDu South Road | TaiTung BOO Incineration Plant | Taitung City | http://www.tahoho.com.tw | TaiTung BOO WTE | 2 | 300 | 100000
714 | 1504 | TW **) | Chiayi City, HuNei Li | 600 | 741, HuTzNei Road | ChiaYi City Incinertation Plant | Chiai City | http://www.tahoho.com.tw | Chiayi City Incineration Plant | 2 | 300 | 99999.99
715 | 1618 | VN | Nam Son, Hanoi City |  |  | Nam Son solid waste treatment complex (SWTC) |  |  | Nam Son Hanoi SWTC | 1 | 300 | 100000
716 | 236 | DE | Weiβenhorn | 89264 | Daimlerstraße 36 | Abfallwirtschaftsbetrieb des Landkreises Neu-Ulm | Bayern, Schwaben | http://www.awb-neu-ulm.de | MHKW Neu_Ulm | 2 | 297.003 | 99000
717 | 301 | FR | Belfort | 90140 | ZI de Bourogne | Belfort (Bourogne) | 90 Territoire de Belfort |  | UIOM de Bourogne | 2 | 296 | 102120
718 | 531 | JE | Jersey Island, St Helier | JE2 3 | Bellozanne Valley | Bellozanne Energy from Waste plant. | Jersey | http://www.gov.je | Bellozanne Jersey | 2 | 294 | 80000
719 | 681 | JP | Hiratsuka City | 254-0012 | 3230 Okami | Hiratsuka city Environmental Business Center | Kanagawa Prefecture | http://www.city.hiratsuka.kanagawa.jp/kouiki/about/about_03.html | Hiratsuka Environment Center | 3 | 294 | 97999.9902
720 | 787 | JP | Kariya-Chiryu | 448-0804 | Higashida-46 Hajodocho | Kariya-Chiryu Clean Center | Aichi Prefecture | http://www.city.kariya.lg.jp | Kariya Clean Center Chiryu | 3 | 291 | 96999.9903
721 | 466 | IE | Ringgaskiddy Cork |  |  | Ringgaskidy Waste to Energy Plant | Cork County | http://www.ringaskiddywastetoenergy.ie/index.html | ringaskiddywastetoenergy | 1 | 290 | 100050
722 | 1235 | JP | Tokorozawa City | 359-0015 | 895-1 Hibita | Clean Center Eastern Tokorozawa City | Saitama Prefecture | http://www.city.tokorozawa.saitama.jp/kurashi/gomi/tobucleancenter/index.html | Tokorozawa East Center | 4 | 290 | 96666.657
723 | 22 | BE | Gent | 9000 | Proeftuinstraat 43 | IVAGO, gvba | Vlaanderen, Gent, Destelbergen | http://www.ivago.be | IVAGO Gent | 2 | 288 | 100000
724 | 253 | DK | Hjørring | 9800 | Mandøvej 8 | Forbrændingsanlæg AVV | Region Nordjylland | http://www.avv.dk/ | AVV Hjorring | 2 | 288 | 99360
725 | 258 | DK | Horsholm | 2970 | Savsvinget 2 | Nordforbrænding I/S | Region Hovedstaden | http://www.nordf.dk/ | Horsholm | 1 | 288 | 99360
726 | 275 | ES | Meruelo (Cantabria) | 39192 | Bº La Verna, s/n | TRATAMIENTO INTEGRAL DE RSU DE CANTABRIA | Cantabria | http://www.urbaser.com | Meruelo | 1 | 288 | 99360
727 | 323 | FR | Colmar | 68066 | 174, rue de Ladhof | UIOM DE Colmar | 68 Haut-Rhin | http://www.rohr.fr/incinera.htm | UIOM de Colmar | 2 | 288 | 99360
728 | 339 | FR | Guerville | 78930 | RD 113 | Veolia, UIOM Guerville | 78 Yvelines | http://www.veolia-proprete.fr/ | UIOM de Guerville | 3 | 288 | 96000
729 | 435 | GB | Chineham | RG24 8LL | Whitmarsh Lane, | Integra North ERF | Hampshire | http://www.veoliaenvironmentalservices.co.uk/Hampshire/ | Veolia, Chineham | 1 | 288 | 99360
730 | 438 | GB | Dudley | DY2 8JT | Lister Road | MES Dudley waste-to-energy plant | West Midlands | http://www.mes-e.co.uk | Dudley | 2 | 288 | 99360
731 | 517 | IT | San Vittore del Lazio | 03040 | Località Valle Porchio | Inceneratore di San Vittore del Lazio | Lazio, Frosinone | http://www.acea.it/section.aspx/it/a_r_i_a_acea_risorse_e_impianti_per_l_ambiente?lang=it | Inceneratore di San Vit d. L. | 1 | 288 | 95999.9904
732 | 761 | JP | Kadoma | 571-0042 | 19-5 Fukadacho | Kadoma Clean Center | Osaka prefecture |  | Kadoma Clean Center | 2 | 288 | 95999.9904
733 | 230 | DE | Stavenhagen | 17153 | Schultetusstraße 37 | Heizkraftwerk Stavenhagen | Mecklenburg-Vorpommern | http://www.nehlsen.com | Heizkraftwerk Stavenhagen | 1 | 285.0029 | 95000
734 | 374 | FR | Pau-Lescar | 64230 | Rue d’Arsonval - ZI Induspal | Novergie UIOM DE Pau | 64 Pyrénées-Atlantiques | http://www.novergie.fr | Pau Lescar | 2 | 280 | 82000
735 | 562 | JP | Asahikawa | 070-0821 | 13 Chikabumicho | Incineration plant Chikabumi Asahikawa | Hokkaido Prefecture |  | Chikabumi Asahikawa | 2 | 280 | 93333.324
736 | 801 | JP | Kasugai |  | County Road No. 178 | Second plant Clean Center Kasugai | Aichi Prefecture | http://www.city.kasugai.lg.jp/shisetsu/2615/kurinsenta3.html | Second Plant Kasugai | 2 | 280 | 93333.324
737 | 1190 | JP | Tachikawa City | 190-0001 | 9 Wakaba-cho, Tachikawa Dori | Tachikawa incineration plant | Tokyo Prefecture | http://www.city.tachikawa.lg.jp | Tachikawa plant | 3 | 280 | 96600
738 | 1201 | JP | Takamatsu | 761-8046 | 930-1 Kawanabecho | Takamatsu Seibu | Kagawa Prefecture |  | Takamatsu Seibu | 2 | 280 | 93333.324
739 | 1309 | JP | Utsunomiya | 321-0112 | 330 Yaita | Cleaning center south | Tochigi Prefecture | http://www.city.utsunomiya.tochigi.jp/ | Utsunomiya south | 2 | 280 | 93333.324
740 | 1460 | SE | Borås | 504 68 | Kilsundsgatan 14 | Rya plant | Västra Götalands län | http://www.borasenergimiljo.se | Rya Plant Borås | 2 | 280 | 93600
741 | 1409 | MC | Monaco | MC 98000 | 3 avenue de Fontvieille | Société Monégasque d'Assainissement |  | http://www.sma.mc | SMA Monaco | 2 | 278 | 78000
742 | 173 | DE | Gersthofen | 86368 | Adolf van Baeyerstrasse 5 | MVV, EBS-IHKW Gersthofen | Bayern | http://www.industriepark-gersthofen.de | EBS-IHKW Gersthofen | 1 | 276.0028 | 92000
743 | 25 | BE | Houthalen-Helchteren | 3530 | De Rooten, Centrum Zuid 2098 | Bionerga | Vlaanderen, provincie Limburg | http://www.bionerga.be | Bionerga | 1 | 270 | 100000
744 | 591 | JP | Chuo | 409-3813 | 1189 Itchohata | cleaning center district regional Nakakoma | Yamanashi Prefecture |  | clean Center Nakakoma Chuo | 3 | 270 | 89999.991
745 | 644 | JP | Hamamatsu City |  |  | Incineration plant in northern Hamamatsu | Shizuoka Prefecture |  | No Info of location | 2 | 270 | 89999.991
746 | 733 | JP | Isehara | 259-1103 | 1918 Sannomiya | Incineration plant Isehara Hadano | Kanagawa Prefecture | http://www.hadanoshi-iseharashi-kek.or.jp/top/sisetu/kj/kojyo.html | Isehara Plant Hadano | 3 | 270 | 89999.991
747 | 1057 | JP | Ono City, Ibi District | 501-0534 | 1375-1 Shimozagura | Seino Environmental Protection Center | Gifu Prefecture |  | Seino Clean Center | 3 | 270 | 89999.991
748 | 1173 | JP | Shiraoka, Minamisaitama district |  | 1279-5 Shinozu | Environmental Center Shiraoka Hasuda | Saitama Prefecture | http://shiraokamachi.blog.shinobi.jp/Entry/80/ | Environmental Center Shiraoka | 3 | 270 | 89999.991
749 | 1189 | JP | Suzuka City |  | Misonocho, 3688 | Cleaning center Suzuka | Mie Prefecture |  | Cleaning Center Suzuka | 3 | 270 | 89999.991
750 | 1202 | JP | Takaoka City |  | Chokeiji | Takaoka clean center | Toyama Prefecture |  | Takaoka Clean Center | 3 | 270 | 89999.991
751 | 1225 | JP | Toda City |  | Bijogi | Sanitation Center Toda | Saitama Prefecture |  | Toda Center | 3 | 270 | 89999.991
752 | 1273 | JP | Tottori City | 680-1173 | 228 Nishiimazaike | Incineration plant Kamiya Tottori City | Tottori Prefecture | http://www.city.tottori.lg.jp | Tottori Kamiya Plant | 2 | 270 | 89999.991
753 | 1304 | JP | Urayasu City | 279-0032 | 15-2 Chidori | Clean Center Urayasu City | Chiba Prefecture | http://www.city.urayasu.chiba.jp/ | Urayasu Clean Center | 3 | 270 | 89999.991
754 | 1349 | JP | Yonago | 683-0852 | 3280-1 Kawasaki | Clean Center Yonago | Tottori Prefecture |  | Yonago Clean Center | 3 | 270 | 89999.991
755 | 929 | JP | Minoo City |  | Aomatani, 2898-1 | Environmental Clean Center Minoo | Osaka prefecture | http://www.city.minoh.lg.jp/shisetsu/sisetu/kankyouclean.html | Clean Center Minoo | 2 | 270 | 89999.991
756 | 340 | FR | Guichainville | 27930 | Saint Laurent, BP 110 | UIOM DE Guichainville | 27 Eure |  | UIOM Guichainville | 2 | 269 | 90000
757 | 814 | JP | Kawagoe |  | Kujirai, 782 | Recycling Center Kawagoe | Saitama Prefecture |  | Recycling Center Kawagoe | 2 | 265 | 88333.3245
758 | 307 | FR | Blois | 41000 | 161 avenue de Chateaudun | ARCANTE | 41 Loir-et-Cher | http://www.novergie.fr/page/groupe/usines/usine.php?id=2 | Arcante | 2 | 264 | 91080
759 | 353 | FR | Massy | 91377 | ROUTE DE LA BONDE | UIOM Massy | 91 Essonne | http://massy-antony.reseau-chaleur.fr/ | UIOM de Massy | 2 | 264 | 88000
760 | 354 | FR | Maubeuge | 59392 | Les gravières Impasse des gravières | VALNOR , UIOM DE Maubeuge | 59 Nord |  | VALNOR Maubeuge | 2 | 264 | 88000
761 | 425 | FR | Villefranche sur Saône | 69400 | 132 rue benoit Frachon | Tiru, Villefranche/Saône | 69 Rhône | http://www.tiru.fr | Tiru Villefranche | 2 | 264 | 91080
762 | 1489 | SE | Uddevalla | 451 55 | Nitstansvägen 2 | Lillesjöverket | Västra Götalands län | http://www.uddevallaenergi.se/ | Lillesjöverket | 1 | 264 | 87999.9912
763 | 2 | AT | Arnoldstein | 9601 | Industriestraße 25 | Kärntner Restmüllverwertungs GmbH (KRV) | Kärnten | http://www.krv.co.at | KRV | 1 | 260 | 96000
764 | 610 | JP | Fujisawa |  | Honfujisawa, 2-1 | Environmental Office Ishinazaka | Kanagawa Prefecture |  | Ishinazaka Plant | 2 | 260 | 86666.658
765 | 800 | JP | Kasugai |  | County Road No. 178 | First Plant Kasugai | Aichi Prefecture | http://www.city.kasugai.lg.jp/shisetsu/2615/kurinsenta3.html | First Plant Kasugai | 2 | 260 | 86666.658
766 | 853 | JP | Koga City | 811-3121 | 1970-1 Mushirouchi | Koga union field environment | Fukuoka Prefecture |  | Koga City Center | 2 | 260 | 86666.658
767 | 908 | JP | Marugame |  | Dokichokita | Marugame Incineration Plant | Kagawa Prefecture | http://www.city.marugame.kagawa.jp/ | Marugame Kagawa | 2 | 260 | 86666.658
768 | 512 | IT | Pozzilli | 86077 | Via dell'Energia - Zona Ind.le | ENERGONUT | Molise, Isernia | http://www.energonut.it | Energonut | 1 | 258 | 89010
769 | 604 | JP | Fujieda City | 426-0041 | 2338-1 Takayanagi | Takayanagi incineration plant | Shizuoka Prefecture | http://www.shida.or.jp/ | Takayanagi Incineration Plant | 3 | 255 | 84999.9915
770 | 793 | JP | Kashihara city | 634-0826 | 1038-2 Kawanishicho | Kashihara Clean Center | Nara Prefecture | https://www.city.kashihara.nara.jp/ | Kashihara Clean Center | 3 | 255 | 84999.9915
771 | 794 | JP | Kashiwa | 277-0931 | 1582 Fujigaya | Clean Center egret | Chiba Prefecture | http://www.kashiwa-shiroi-kamagayakankyoeiseikumiai.or.jp/shirasagi/index.html | Clean Center Egret | 3 | 255 | 84999.9915
772 | 913 | JP | Matsue City |  |  | Matsue City, DMS facility | Shimane Prefecture | http://rlodms.com/v1_1_6/#a01-list-index-page |  | 3 | 255 | 84999.9915
773 | 1199 | JP | Takahata Town, Higashiokitama District | 999-2172 | 2933 Natsumo | Clean Center Chiyoda | Yamagata | http://www.okikou.or.jp/jigyousyosyoukai/chiyo.htm | Clean Center Chiyoda | 3 | 255 | 84999.9915
774 | 219 | DE | Rosenheim | 83022 | Färberstraße 47 | Stadtwerke Rosenheim GmbH & Co. KG, Müllheizkraftwerk | (Ober) Bayern | http://www.swro.de/node/35 | MHKW Rosenheim | 1 | 252 | 86940
775 | 402 | FR | Saint-Pantaléon-de-Larche | 19600 | Le Chadelbos | INOVA France | 19 Corrèze |  | INOVA France | 3 | 252 | 84500
776 | 63 | CH | St. Gallen | 9014 | Rechenwaldstrasse 30 | KVA St. Gallen | Sankt Gallen | http://www.vtvostschweiz.ch/ | KVA St.Gallen | 2 | 250 | 86250
777 | 584 | JP | Chikushino | 818-0024 | Harada 1389 | Environmental Center Mitsuru | Fukuoka Prefecture | http://www.city.chikushino.fukuoka.jp/ | Mitsuru Center | 2 | 250 | 83333.325
778 | 781 | JP | Kanazawa |  | Naruwadai, 357 | Clean Center Eastern Kanazawa | Ishikawa Prefecture |  | Eastern Kanazawa | 2 | 250 | 86250
779 | 796 | JP | Kashiwa | 277-0054 | 56-2 Minamimasuo | Nambu Clean Center South Kashiwa | Chiba Prefecture | http://www.city.kashiwa.lg.jp/ | Kashiwa Southern Plant | 2 | 250 | 83333.325
780 | 1293 | JP | Tsuruoka |  | Mizusawa, 68-1 ?? | Waste incineration facilities in Tsuruoka | Yamagata Prefecture |  | Tsuroka Center | 3 | 250 | 83333.325
781 | 1501 | TH | Phuket |  |  | Phuket I |  |  | Phuket I | 1 | 250 | 86250
782 | 684 | JP | Hirosaki City | 036-8314 | Tsutsui-6-2 Machida | Environmental improvement district center Hirosaki | Aomori Prefecture |  | Hirosaki Clean Center | 2 | 246 | 81999.9918
783 | 1355 | JP | Yuki - Chikusei | 308-0855 | 658 Shimokawashima | Center for Environmental Chikusei | Ibaraki Prefecture | http://www.tikusei.or.jp/ | Chikusei Center | 3 | 245 | 81666.6585
784 | 168 | DE | Erfurt | 99087 | Stotternheimer Straße | RABA Erfurt-Ost | Thüringen | https://www.stadtwerke-erfurt.de | RABA Erfurt | 1 | 240.2402 | 80000
785 | 1444 | NO | Sarpsborg | 1721 | Hjalmar Wessels vei 10 | Borregaard Waste to Energy (Sarpsborg II) | Østfold | http://www.hafslund.no | Borregaard Waste To Energy | 2 | 240.2402 | 80000
786 | 11 | AT | Wien (Vienna) | 1110 | 11. Haidequerstraße 6 | Werk Simmeringer Haide | Wien | http://www.wienenergie.at | Simmeringer Haide | 1 | 240 | 82800
787 | 26 | BE | Oostende | 8400 | Klokhofstraat 2 | IVOO | Vlaanderen, Oostende en Ommeland | http://www.ivoo.be | IVOO Oostende | 2 | 240 | 65000
788 | 34 | BM | Bermuda |  | Palmetto Road | Tynes Bay Waste Treatment Facility |  | http://www.rossgo.com | Tynes Bay Bermuda | 2 | 240 | 80000
789 | 52 | CH | Dietikon | 8953 | Reservatstrasse 5 | KVA Limmattal, Limeco Dietikon | Zürich | http://www.limeco.ch/ | KVA Limmattal | 2 | 240 | 80000
790 | 53 | CH | Emmenbrücke | 6020 | Reusseggstrasse 15 | KVA Luzern | Luzern | http://www.kva-luzern.ch/ | KVA Luzern | 3 | 240 | 79999.992
791 | 257 | DK | Horsens | 8700 | Endelavevej 7 | Horsens Kraftvarmeværk A/S | Region Midtjylland | http://dongenergy.com | Horsens | 2 | 240 | 82800
792 | 269 | DK | Slagelse | 4200 | Dalsvinget 11 | Energien | Region Sjælland | http://www.affaldplus.dk/forside | Affaldplus Slagelse | 2 | 240 | 82800
793 | 297 | FR | Arrabloy | 45500 | Les Gatines | Tiru, incinerateur de Gien Arrabloy | 45 Loiret | http://www.tiru.fr | UIOM Gien Arrabloy | 2 | 240 | 80000
794 | 321 | FR | Chaumont / Haute-Marne | 52000 | 7 Rue Emile Baudot | Veolia, UIOM DE Chaumont | 52 Haute-Marne | http://www.veolia-proprete.fr/ | UIOM de Chaumont | 2 | 240 | 82800
795 | 331 | FR | Douchy-les-Mines | 59282 | 7 Rue de Lourches | TIRU UIOM DE Douchy-Les-Mines | 59 Nord | http://www.tiru.fr | UIOM Douchy-Les-Mines | 2 | 240 | 82800
796 | 387 | FR | Rennes | 35238 | Avenue Charles Tillon | Veolia, Rennes | 35 Ille-et-Vilaine | http://www.veolia-proprete.fr/ | UIOM de Rennes | 2 | 240 | 82800
797 | 408 | FR | Schweighouse sur Moder | 67590 | ZI du Reid | Novergie, UIOM Haguenau | 67 Bas-Rhin | http://www.novergie.fr/page/groupe/usines/usine.php?id=26 | UIOM Hagenau | 2 | 240 | 80000
798 | 487 | IT | Desio (MI) | 20033 | via Gaetana Agnesi n. 272 | Termovalorizzatore di Desio | Lombardia (MB) | http://www.beabrianza.it/impianti/energia-dai-rifiuti.html | Desio | 2 | 240 | 79999.992
799 | 520 | IT | Sesto San Giovanni | 20099 | Via Daniele Manin, 181 | Consorzio Di Servizi Per Lo Smaltimento Dei Rifiuti E Loro Recuperimore | Lombardia, Milano | http://www.coresesto.it/?location=Termo+valorizzatore | Sesto | 3 | 240 | 79999.992
800 | 554 | JP | Anjo City |  | Nesakicho, Chohai60 | Waste incineration facilities center Anjo | Aichi Prefecture |  | Anjo Clean Center | 2 | 240 | 79999.992
801 | 607 | JP | Fujinomiya | 418-0111 | 3678-4 Yamamiya | Town cleaning center Shibakawa Fujinomiya | Shizuoka Prefecture | http://www.city.fujinomiya.shizuoka.jp/seisou/seisou.htm | Fujinomina Clean Center | 2 | 240 | 79999.992
802 | 608 | JP | Fujioka | 375-0037 | Sanbogi, 575-1 | Cleaning center Fujioka | Gunma Prefecture |  | Cleaning Center Fujioka | 2 | 240 | 79999.992
803 | 617 | JP | Fukuoka-Higashi |  | 5 112 Kamata | Eastern Plant | Fukuoka Prefecture | http://www.city.fukuoka.lg.jp/ | Fukuoka Eastern | 2 | 240 | 79999.992
804 | 621 | JP | Fukushima City | 960-8141 | Umenokihata-1-1 Watari | Clean Center Abukuma | Fukushima Prefecture |  | Abukama Center | 2 | 240 | 82800
805 | 643 | JP | Hakusan City | 924-0066 | 795 Kamiogawamachi | Center for Environmental Affairs Association Matto Ishikawa | Ishikawa Prefecture |  | Hakusan Ishikawa | 3 | 240 | 79999.992
806 | 679 | JP | Hirakata |  | Sonenji, 2949 | Hirakata East | Osaka Prefecture |  | Hirakata East | 2 | 240 | 79999.992
807 | 731 | JP | Ise City | 515-0505 | 653 Nishitoyohamacho | Ise City Plant | Mie Prefecture |  | Ise City incineration Plant | 2 | 240 | 79999.992
808 | 759 | JP | Jojo City | 610-0111 | Haseyama-1-270 Tono | Haseyama clean center | Kyoto Prefecture |  | Haseyama Clean Center | 2 | 240 | 79999.992
809 | 782 | JP | Kani City | 509-0247 | 839 Shuga | Clean Park "Eco cycle Plaza" Yuri Sasa | Gifu Prefecture | http://www.kamoeisei.jp/ | Yuri Sasa | 3 | 240 | 79999.992
810 | 889 | JP | Kushiro | 085-0807 | 30-1 Takayama | Incineration plant broad coalition Kushiro | Hokkaido Prefecture | http://kushiro-kouikirengo.jp/ | Kushiro Plant | 2 | 240 | 79999.992
811 | 1007 | JP | Nishinomiya | 662-0923 | 3-1 Hamamatsubaracho | West Plant | Hyogo Prefecture |  | West Plant | 2 | 240 | 79999.992
812 | 1020 | JP | Obu City | 470-2101 | 41 Yoshinaka, Morioka Oaza Higashiura | Chita Eastern Clean Center | Aichi Prefecture |  | Chita Eastern Center | 3 | 240 | 79999.992
813 | 1025 | JP | Ogaki | 503-0847 | 3-1 Komenocho | Clean Center Ogaki City | Gifu Prefecture |  | Cleanc Center Ogaki | 3 | 240 | 79999.992
814 | 1042 | JP | Okazaki-City | 444-0922 | Tatejima-2-1 Hatcho Minamimachi | Clean Center Hachi-jo | Aichi Prefecture | http://www.city.okazaki.aichi.jp/menu3035.html | Okazaki Hachi-jo | 2 | 240 | 82800
815 | 1045 | JP | Okegawa | 363-0007 | 1160 Kobariryoke | Environmental Center Okegawa | Saitama Prefecture | http://www.city.okegawa.lg.jp/index01.html | Okegawa Center | 2 | 240 | 79999.992
816 | 1074 | JP | Oshu City | 023-0003 | Sennin-49 Mizusawaku Sakurakawa | Waste incineration treatment facilities Eji bile | Iwate Prefecture | http://users.catv-mic.ne.jp/~tnksoumu/ | Oshu Plant | 2 | 240 | 79999.992
817 | 1132 | JP | Sasebo | 858-0905 | 294-2 Shimomotoyamacho | Sasebo Clean Center West | Nagasaki Prefecture |  | Sasebo Clean Center West | 2 | 240 | 79999.992
818 | 1284 | JP | Tsu City |  | Katadatanakacho 1304 | Seibu Clean Center Tsu | Mie Prefecture |  | Seibu Clean Center Tsu | 2 | 240 | 79999.992
819 | 1352 | JP | Yoshimi, Hiki District | 355-0134 | 2808 Okushi | Central Environmental Center, Saitama | Saitama Prefecture | http://www.tyuubu-kankyo.jp/ | Central Saitama | 3 | 240 | 79999.992
820 | 1198 | JP | Tajiri City, Sennan district | 598-0091 | 290 Kashoji | Tajiri-cho union cleaning facility Izumisano | Osaka Prefecture | http://www.rinku.zaq.ne.jp/sanotajiri/ | Tajiri Center | 3 | 240 | 79999.992
821 | 1459 | SE | Bollnäs | 821 30 | Aseavägen 8 | Säverstaverket i Bollnäs | Gävleborgs län | http://www.bollnasenergi.se | Säverstaverket i Bollnäs | 2 | 240 | 79999.992
822 | 1465 | SE | Halmstad | 302 44 | Kornhillsvägen | Kristinehedsverket i Halmstad | Hallands län | http://www.hem.se | HEM Kristinehedsverket | 2 | 240 | 82800
823 | 1224 | JP | Tochigi | 328-0131 | 456-32 Azusamachi | Tochigi Clean Center | Tochigi Prefecture | http://www.kouiki.tochigi.tochigi.jp/ | Tochigi Clean Center | 2 | 237 | 81765
824 | 818 | JP | Kawanishi | 666-0103 | Koji-13 Kunisaki | Clean Center Kunisaki | Hyogo Prefecture | http://www.kunisakicc.jp/ | Clean Center Kunisaki | 2 | 235 | 78333.3255
825 | 1150 | JP | Shibukawa | 377-0006 | Miyukida, 3153-2 | Area and district center cleaning Shibukawa | Gunma Prefecture |  | Shibukawa Center | 2 | 233 | 77666.6589
826 | 509 | IT | Poggibonsi | 53036 | Pian de Foci | TERMOVALORIZZATORE DI POGGIBONSI | Toscana, Siena | http://www.sienambiente.it/imp_termo.htm | Poggibonsi | 2 | 230 | 76666.659
827 | 565 | JP | Ashiya City | 659-0032 | 31-1 Hamakazecho | Processing center environment Ashiya | Hyogo Prefecture |  | Ashiya Center | 2 | 230 | 76666.659
828 | 736 | JP | Ishinomaki City |  | 8-20 Shigeyoshicho | regional Clean Center Ishinomaki | Miyagi Prefecture | http://www.ikouiki.or.jp/seisou/gomi.htm | West Ishinomaki Center | 2 | 230 | 76666.659
829 | 1299 | JP | Uji City | 611-0021 | Orii-18 | Incineration plant association Orii Seongnam | Kyoto Prefecture | http://www.jyonaneikan.jp/ | Uji City Plant | 2 | 230 | 76666.659
830 | 232 | DE | Tornesch-Ahrenlohe | 25436 | Hasenkamp 15 | Müllheizkraftwerk Tornesch-Ahrenlohe | Schleswig-Holstein | http://www.gab-tornesch.de/joomla/avbkg.html | GAB Tornesch | 2 | 228.0023 | 76000
831 | 268 | DK | Skanderborg | 8660 | Norgesvej 13 | Renosyd i/s | Region Midtjylland | http://www.renosyd.dk/ | Renosyd | 2 | 228 | 78660
832 | 497 | IT | Melfi | 85025 | Strada Vicinale Montelungo | Termovalorizzatore di Melfi | Basilicata, Potenza | http://www.fenicespa.com | Melfi | 2 | 228 | 75999.9924
833 | 700 | JP | Honjo City | 367-0024 | 151-1 Higashiikakko | Koyama River Clean Center | Saitama Prefecture | http://www.kodamakouiki.jp/ | Koyama River Clean Center | 3 | 228 | 75999.9924
834 | 194 | DE | Korbach | 34497 | Limmerstrasse 2 | MVV, Industrieheizkraftwerk Korbach | Hessen | http://www.ihkw-korbach.de | EBS IHKW Korbach | 1 | 226.5023 | 75500
835 | 1443 | NO | Sarpsborg | 1701 | Oskar Petersens vei 10 | Sarpsborg I | Østfold | http://www.ostfoldenergi.no |  | 2 | 225.2252 | 75000
836 | 7 | AT | Wels | 4600 | Mitterhoferstraße 100 | WAV I | Oberösterreich | http://www.ave.at | WAV Wels I +II | 1 | 225 | 75000
837 | 538 | JP | Aizuwakamatsu | 965-0858 | Fukagawanishi-292 Kozashimachi Oaza Minamishigo | Waste incineration treatment facilities Aizuwakamatsu | Fukushima Prefecture | http://www.aizu-kouiki.jp/sigoto/sisetu.htm | Aizu Center | 3 | 225 | 74999.9925
838 | 888 | JP | Kusatsu City | 525-0043 | 1200 Banbacho | Clean Center Kusatsu City | Shiga Prefecture | http://www.city.kusatsu.shiga.jp/ | Kusatsu Clean Center | 3 | 225 | 74999.9925
839 | 589 | JP | Chosei District, Mobara City |  | Yabutsuka, 1115-1 | City Environmental Sanitation Center Chosei I, II | Chiba Prefecture |  | Chosei I, II | 3 | 225 | 74999.9925
840 | 751 | JP | Iwata City |  |  | Iwata Bannan II Plant | Shizuoka Prefecture | http://www.hz-inova.com |  | 2 | 224 | 74666.6592
841 | 570 | JP | Awara City | 919-0726 | 33-3-1 Sasaoka | Cleaning center area regional district municipality Sakai Fukui | Fukui Prefecture |  | Clean Center Awara Sakai | 3 | 222 | 73999.9926
842 | 583 | JP | Chikugo | 833-0002 | 2088-6 Maezu | Yame City Western Clean Center | Fukuoka Prefecture |  | Yame city Western | 2 | 220 | 73333.326
843 | 622 | JP | Fukushima City | 960-8166 | Kitahara-1-1 Niida | Arakawa, Fukushima City Hall Plaza clean recycling center | Fukushima Prefecture |  | Arakawa Center | 2 | 220 | 73333.326
844 | 676 | JP | Hino City | 191-0021 | 1-210-2 Ishida | Hino Waste to Energy Facility | Tokyo Prefecture |  | Hino City Clean Center | 2 | 220 | 73333.326
845 | 715 | JP | Ikoma | 630-0243 | Tawaraguchicho, 2116-91 | Cleaning center Ikoma city | Nara prefecture |  | Cleaning Center Ikoma City | 2 | 220 | 73333.326
846 | 756 | JP | Izumo | 693-0035 | ２３８３−１Ashiwatacho | Izumo Energy Center | Shimane Prefecture |  | Izumo Energy Center | 2 | 220 | 73333.326
847 | 1041 | JP | Okayama City - Minami | 700-0942 | 1-4-1 Toyonari | Center for Environment and waste incineration Okaminami | Okayama Prefecture |  | Okayama City Okaminami | 2 | 220 | 73333.326
848 | 1222 | JP | Tenri City | 632-0084 | 180 Kabatacho | Tenri Clean Center | Nara Prefecture |  | Clean Center Tenri | 2 | 220 | 73333.326
849 | 1320 | JP | Yachiyo | 276-0022 | Kamikoya, 1384-7 | Yachiyo Clean Center | Chiba Prefecture |  | Yachiyo Clean Center | 3 | 220 | 73333.326
850 | 1327 | JP | Yamaguchi | 753-0214 | 496 Ouchimihori | Incineration plant Yamaguchi | Yamaguchi Prefecture |  | Yamaguchi Plant | 2 | 220 | 73333.326
851 | 983 | JP | Narashino City | 275-0023 | 3-2-1 Shibazono | Clean Center Facilities Division Narashino City | Chiba Prefecture |  | Narashino City Clean Center | 3 | 219 | 72999.9927
852 | 1011 | JP | Nobeoka City |  | Nagahamamachi, 3-1954-3 | New incineration plant Nobeoka | Miyazaki Prefecture | http://www.city.nobeoka.miyazaki.jp/contents/shimin/cleancenter/cleancenter/yumenomori.html | Nwe Plant Nobeoka | 2 | 218 | 72666.6594
853 | 1562 | US | Hampton, VA | VA 23681 | 50 Wythe Creek Road | Hampton-NASA Steam Plant | Virginia | http://www.hampton.gov | Hampton Steamplant | 2 | 217 | 72500
854 | 249 | DK | Haderslev | 6100 | Dybkær 2, | Haderslev Kraftvarmeværk | Region Syddanmark | http://dongenergy.com | Dong Haderslev | 2 | 216 | 74520
855 | 397 | FR | Saint Pourcain sur Sioule | 03500 | Les Bouillots - BP 32 | Veolia, Bayet | 03 Allier | http://www.veolia-proprete.fr/ | UIOM de Bayet | 2 | 216 | 72000
856 | 476 | IT | Bergamo | 24100 | via Goltara, 23 | Termovalorizzatore di Bergamo | Lombardia, BG | http://www.apricaspa.it/gruppo/cms/aprica/impianti/termovalorizzazione/bergamo/ | Termovalorizzatore di Bergamo | 1 | 216 | 71999.9928
857 | 824 | JP | Kazo City | 347-0043 | 1790 Mouchi | Waste incineration facility Kazo | Saitama Prefecture | http://www.city.kazo.lg.jp/ | Waste Incineration Kazo | 2 | 216 | 71999.9928
858 | 1431 | NO | Gamle Frederikstad | 1630 | Habornveien 61 | FREVAR forbrenning | Østfold | http://www.frevar.com | Fredrikstad | 2 | 216 | 92000
859 | 1432 | NO | Hamar-Trehørningen |  |  | Trehørningen Energisentral's (TES) | Hedmark | http://www.eidsivaenergi.no | Hamar | 1 | 216 | 72000
860 | 734 | JP | Isesaki City | 372-0824 | 954 Shibamachi | Recycling center 21 | Gunma Prefecture |  | Recycling Cleaning Center 21 | 3 | 210 | 69999.993
861 | 951 | JP | Muronan |  | Ishikawacho, 22-2 | Regional waste treatment facility west region Iburi | Hokkaido |  | West Iburi Center | 2 | 210 | 69999.993
862 | 1121 | JP | Sanda | 669-1507 | 1676 Kashita | Clean Center Sanda | Hyogo Prefecture, |  | Sanda Clean Center | 2 | 210 | 69999.993
863 | 1227 | JP | Togane City | 283-0832 | 340 Mikajiri | Three cities and towns clean center Togane | Chiba Prefecture |  | Togane Clean Center | 3 | 210 | 69999.993
864 | 1263 | JP | Tomakomai | 059-1364 | 2-25 Numanohata | Clean Center Numanohata Tomakomai | Hokkaido Prefecture |  | Numanohata Tomokomai | 2 | 210 | 69999.993
865 | 1288 | JP | Tsuchiura City | 300-0849 | 1811-1 Nakamuranishine | Tsuchiura City Hall cleaning Center, | Ibaraki Prefecture | http://www.city.tsuchiura.lg.jp | Tsuchiura Cleaning Center | 3 | 209 | 69666.6597
866 | 503 | IT | Ospedaletto -ex Deta Lazzeri | 56121 | Strada Statale 206 Emilia | Termovalorizzatore di Pisa | Toscana, Pisa | http://www.geofor.it/index.php?id=40 | Termovalorizzatore di Pisa | 2 | 208 | 69333.3264
867 | 58 | CH | La Chaux-de-Fonds | 2300 | Rue de l'Industrie 39 | UIOM La Chaux-de-Fonds, Vadec, Cridor | Jura | http://www.vadec.ch/ | CRIDOR | 1 | 207 | 71415
868 | 961 | JP | Nagareyama City | 270-0174 | 191 Shimohanawa | Nagareyama City Clean Center | Chiba Prefecture | http://www.city.nagareyama.chiba.jp | Nagareyama City Clean C. | 3 | 207 | 68999.9931
869 | 573 | JP | Bando City |  | Teraku | Clean Center Teraku Sashima | Ibaraki Prefecture | http://www.sashimakankyou.or.jp | Clean Center Teraku Sashima | 2 | 206 | 68666.6598
870 | 192 | DE | Kempten | 87435 | Dieselstr. 20a | ZAK Energie GmbH | Bayern, Allgäu | http://www.zak-kempten.de | MHKW Kempten | 1 | 204 | 70380
871 | 244 | DK | Aars | 9600 | Dybvad Møllevej 1 | Aars Fjernvarmeværk | Region Nordjylland | http://www.aarsfjv.dk/ | Aars FJV | 2 | 204 | 70380
872 | 566 | JP | Atami City |  | 1804-8 Atami Hiway | Himenosawa Eco Plant | Shizuoka Prefecture | http://www.city.atami.shizuoka.jp/page.php?p_id=493 | Himenosawa Eco Plant | 2 | 204 | 67999.9932
873 | 636 | JP | Gyoda City | 361-0024 | 856 Oaza | Kobari Clean Center | Saitama Prefecture | http://www.city.gyoda.lg.jp/15/03/10/map/kobari.html | Kobar clean Center | 2 | 204 | 67999.9932
874 | 1307 | JP | Ushiku | 300-1283 | 3550-2 Okubaracho | Clean Center Ushiku | Ibaraki Prefecture | http://www.city.ushiku.ibaraki.jp/ | Ushiku Clean Center | 3 | 202 | 67333.3266
875 | 50 | CH | Buchs, SG | 9470 | Langäulistrasse 24 | KVA Buchs SG | Aargau |  | KVA Buchs SG | 1 | 201 | 69345
876 | 66 | CH | Untervaz | 7201 | Untervaz-Bahnhof | KVA Trimmis | Graubünden | http://www.vtvostschweiz.ch/ | KVA Trimmis | 1 | 201 | 69345
877 | 999 | JP | Niihama | 792-0851 | 122-1 Kannonbaracho | Cleaning center Niihama | Ehime Prefecture | http://www.city.niihama.lg.jp/ | Cleaning Center Niihama | 3 | 201 | 69345
878 | 499 | IT | Messina | 98167 | Località Pace | L'INCENERITORE DI PACE | Isola de Sicilia | http://www.messinambiente.it/ | Inceneritore di Pace | 2 | 200 | 66666.66
879 | 521 | IT | Statte | 74010 | S.S. 7 Appia, km 642 | Statte | Puglia, Taranto | http://www.amiutaranto.it/ | Regione Puglia Statte | 2 | 200 | 66666.66
880 | 543 | JP | Akita City | 019-2614 | Kokuzoodaitaki-1-1 Kawabetoyonari | Akita City, DMS Facility | Akita Prefecture | http://www.city.akita.akita.jp/city/ev/gs/ssgaiyo/default.htm | Akita I, II | 1 | 200 | 66666.66
881 | 678 | JP | Hirakata | 573-1162 | 5-1-1 Taguchi | Plant No. 3 river Hotani | Osaka Prefecture | http://www.city.hirakata.osaka.jp/soshiki/d1siset/h23-dainipuranto.html | Hirakata no 3 Hotani | 1 | 200 | 66666.66
882 | 687 | JP | Hiroshima-Asakita | 731-0224 | 1460-1 Kabecho Oaza Nakashima | Asakita Plant | Hiroshima Prefecture |  | Asakita Plant | 2 | 200 | 66666.66
883 | 718 | JP | Imabari | 799-1514 | 431 Machiya | Clean Center in Imabari City | Ehime Prefecture | http://www.city.imabari.ehime.jp/clean/ | Imabari City Clean Center | 2 | 200 | 66666.66
884 | 732 | JP | Isehara |  |  | Hatano & Isehara Union Plant | Kanagawa Prefecture | http://www.hz-inova.com |  | 2 | 200 | 66666.66
885 | 741 | JP | Ito City | 414-0054 | 1297-91 Kamada | Ito Environmental Beautification Center | Shizuoka Prefecture |  | Ito Center | 2 | 200 | 66666.66
886 | 742 | JP | Itoman-Tomigusuku | 901-0353 | 74-1 Tsukazato | Cleaning Center Tomigusuku Itoman | Okinawa Prefecture |  | Clean Center Itoman | 2 | 200 | 69000
887 | 743 | JP | Itoshima City |  | Shimanishikaizuka | Clean Center Itoshima | Fukuoka Prefecture |  | Clean Center Itoshima | 2 | 200 | 66666.66
888 | 882 | JP | Kurayoshi | 682-0801 | 1637-9 Iwaki | Waste treatment facility Central Tottori Furusato | Tottori Prefecture | http://www.chubu-furusato-tottori.jp/ | Tottori Furusato | 2 | 200 | 66666.66
889 | 910 | JP | Matsudo City | 270-2201 | 37 Takayanagi Shinden | Matsudo City Clean Center and Swimming Pool | Chiba prefecture |  | Matsudo Clean Center | 2 | 200 | 66666.66
890 | 912 | JP | Matsue City |  | Kashimacho Kamikobu | Eco-Clean Matsue | Shimane Prefecture |  | Eco clean Matsue | 2 | 200 | 66666.66
891 | 915 | JP | Matsusaka City | 515-1104 | Katsurasecho, 744-1 | Matsusaka clean center | Mie Prefecture |  | Matsusaka clean center | 2 | 200 | 66666.66
892 | 939 | JP | Miyakonojo City | 885-0013 | 224 Korimotocho | Incineration plant Miyakonojo City | Miyazaki Prefecture |  | Incineration plant Miyakonojo | 2 | 200 | 66666.66
893 | 1102 | JP | Saijo City | 799-1106 | 1200 Komatsu | Saijo City clean Center | Ehime Prefecture |  | Saijo City Clean Center | 2 | 200 | 66666.66
894 | 1135 | JP | Sasebo | 857-1161 | 1036-1 Daitocho | Clean Center Eastern Sasebo | Nagasaki Prefecture |  | Sasebo East Center | 2 | 200 | 66666.66
895 | 1136 | JP | Satosho, Asakuchi District | 719-0302 | 3655 Shinjo | Incineration plant Satosho | Okayama Prefecture |  | Satosho Plant | 2 | 200 | 66666.66
896 | 1164 | JP | Shimotsuma | 304-0054 | 1100 Nakaizashi | Silk waste treatment facilities clean port-regional area local union affairs Shimotsuma | Ibaraki Prefecture | http://www.kouiki-shimotsuma.or.jp/cp/port.html | Shimotsuma Clean Center | 2 | 200 | 66666.66
897 | 1228 | JP | Togo Town, Aichi District | 470-0151 | Dodo-51-23 Morowa | Togo union Sanitation Center | Aichi Prefecture | http://c101m88q.securesites.net/ | Togo Center | 2 | 200 | 66666.66
898 | 1257 | JP | Tokyo-Shibuya | 150-0011 | 1-35-1 Higashi, Shibuya | Shibuya Incineration Plant | Tokyo City 23 | http://www.union.tokyo23-seisou.lg.jp/ | Tokyo Shibuya | 1 | 200 | 66667
899 | 1262 | JP | Tomakomai-Itoi | 053-0814 | 402-4 Itoi | Cleaning center Tomakomai Itoi | Hokkaido Prefecture |  | Tomakomai-Itoi | 1 | 200 | 66666.66
900 | 1295 | JP | Ube City | 755-0001 | 5272-5 Okiube | Waste incineration plant in Ube City | Yamaguchi Prefecture |  | Ube City Incinerator | 3 | 200 | 66666.66
901 | 1298 | JP | Ueda City | 386-0025 | 3-11-31 Tenjin | Ueda Clean Center | Nagano Prefecture |  | Ueda Clean Center | 2 | 200 | 66666.66
902 | 1285 | JP | Tsu City | 514-1254 | Moricho, 2438-1 | Refuse disposal facility Tsu City | Mie Prefecture |  | Tsu City South | 2 | 200 | 66666.66
903 | 1358 | KR | Ansan |  | 661-11 Choji-dong (726 Cheomdan-ro) | Juan San, Ansan Resource Recovery Center | Gyeonggi-do |  | Ansan RRF | 1 | 200 | 66666
904 | 1360 | KR | Anyang-Si |  | 966-2 Gwanyang 2(i)-dong | Anyang refuse incinteration plant | Gyeonggi-do | http://www.anyang.go.kr/anyang.jsp?conCode=AC00005400&PATH=A080010 | Anyang RRF | 1 | 200 | 66666.66
905 | 1361 | KR | Asan |  | 24-1 Baemi-dong, (216 Sirok-ro) | Asan Environmental Science Park | Chungcheongnam-do |  | Asan Green Tower | 1 | 200 | 66666.66
906 | 1362 | KR | Bucheon, Ojeong-gu |  | 363-4 Samjeong-dong (53 Samjak-ro) | Samjeongdong Refuse Incineration Plant | Gyeonggi-do |  | Samjeongdong Bucheon | 1 | 200 | 66666.66
907 | 1367 | KR | Cheonan-si |  | 531-1 Baekseok-dong | Cheonan Seobuk | Chungcheongnam-do |  | Cheonan Seobuk Plant | 1 | 200 | 66666.66
908 | 1369 | KR | Chungju |  |  | Chungju Municipal Refuse Incineration | Chungcheongbuk-do | http://blog.daum.net/kgy420/1217 |  | 1 | 200 | 66666.66
909 | 1373 | KR | Gimhae-si |  | 490 Bugok-ri, Jangyu-myeon (51 Bugok-ro) | Gimhae plant | Gyeongsangnam-do |  | Gimhae Plant | 1 | 200 | 66666.66
910 | 1372 | KR | Gunpo |  | 962-1 Sanbon-dong (101-58 Chomakgol-gil) | Gunpo Plant | Gyeonggi-do |  | Gunpo Plant | 1 | 200 | 66666.66
911 | 1375 | KR | Guri |  | 9-1, Topyeong-dong | Guri Resource Recovery Facilitiy | Gyeonggi-do | http://guritower.guri.go.kr | Guri RRF | 2 | 200 | 69000
912 | 1384 | KR | Jeju-si, Hoecheon-dong |  | 5-2 San Hoechun-Dong (225-66 Songi-gil) | Sanbuk waste incinerating facility | Jeju-do |  | Sanbuk Facility | 2 | 200 | 66666.66
913 | 1387 | KR | Masan |  |  | Masan Municipal Refuse Incineration | Gyeongsangnam-do |  |  | 2 | 200 | 66666.66
914 | 1389 | KR | Paju |  | 153 Nakha-ri, Tanhyeon-myeon (1213-52 Bangchon-ro) | Paju Plant | Gyeonggi-do |  | Paju Plant | 2 | 200 | 66666.66
915 | 1400 | KR | Uijeongbu |  | Jangam-dong 47-7 | Uijeongbu Resource Recovery Facility | Gyeonggi-do |  | Uijeongbu RRF | 2 | 200 | 66666.66
916 | 1404 | KR | Yangju City |  | Emhyeon-Myeon, Bonam-Ri | Yangju Municipal Refuse Incineration | Gyeonggi-do |  |  | 2 | 200 | 66666.66
917 | 1405 | KR | Yangsan-si |  |  | Yangsan City, DMS Facility | Gyeongsangnam-do |  |  | 2 | 200 | 66666.66
918 | 1547 | US | Claremont, NH | NH 03743 | 145 Grissom Lane | Wheelabrator Claremont waste-to-energy facility | New Hampshire | http://www.wheelabratortechnologies.com | Wheelabrator Claremont | 2 | 200 | 69000
919 | 1437 | NO | Øra Fredrikstad | 1630 | Habornveien 61 | Bio-El Fredrikstad | Østfold | http://www.hafslund.no | NO INFO | 1 | 198.1982 | 66000
920 | 1076 | JP | Otaru | 048-2673 | 2-111-2 Momonai | Otaru Clean Center | Hokkaido Prefecture |  | Otaru Clean Center | 2 | 198 | 65999.9934
921 | 519 | IT | Schio | 36015 | Via Lago di Pusiano,4 | Impianto di incenerimento dei rifiuti urbani di Schio | Veneto, Vicenza | http://www.altovicentinoambiente.it/it/page_490.html | Schio | 3 | 197 | 65666.6601
922 | 857 | JP | Komaki City |  |  | Komaki Health Union, DMS facility | Aichi Prefecture | http://rlodms.com/v1_1_6/#a01-list-index-page |  | 2 | 197 | 65666.6601
923 | 484 | IT | Corteolona (PV) | 27014 | Loc. Manzola Fornace | Termovalorizzatore di Corteolona | Lombardia, PV | http://www.a2a.eu/ | Termovalorizzatore Corteolona | 1 | 196 | 65333.3268
924 | 1116 | JP | Sakata City | 998-0104 | Koeicho, 3-133 | Waste treatment facility Sakata | Yamagata Prefecture | http://www.city.sakata.lg.jp/ou/koikigyosei/jimu/sisetu/sisetu.html#motikomisisetu | Sakata Clean Center | 2 | 196 | 65333.3268
925 | 1366 | KR | Busan, Saha-gu |  | Dadae 1(il)-dong 1548-5 | Busan Environmental Corporation Dade | Busan | http://english.busan.go.kr/ | Busan Dadae | 1 | 196 | 65333.3268
926 | 1380 | KR | Iksan-si |  | 157-121 Busong-dong | Iksan Renewable Resource Center | Jeollabuk-do |  | Iksan Resource Center | 2 | 196 | 71540
927 | 1426 | NO | Ålesund |  |  | Tafjord Vernwarme Forbrenningsanlegget | Møre og Romsdal | http://www.tafjordkonsern.no | NO INFO | 1 | 195.1952 | 65000
928 | 159 | DE | Bremen | 28779 | Marschgehren 13 | EBS-Heizkraftwerk Blumenthal | Bremen | http://www.hkw-blumenthal.de | EBS Blumenthal | 1 | 195.002 | 65000
929 | 23 | BE | Harelbeke | 8530 | Kortrijksesteenweg 264 | IMOG Harelbeke | Vlaanderen, zuidwest | http://www.imog.be | IMOG Harelbeke | 2 | 195 | 67870
930 | 588 | JP | Chitose | 066-0012 | 758-54 Bibi | Environmental Center Chitose | Hokkaido Prefecture | http://www.city.chitose.hokkaido.jp/index.cfm/71,5029,95,256,html | Environmental Cent. Chitose | 2 | 195 | 64999.9935
931 | 665 | JP | Higashine | 999-3775 | Noda, 2038 | union health treatment Kyoritsu one town outside the city two Higashine. | Yamagata Prefecture | http://www.kurinpia.or.jp/ | Higashine Center | 3 | 195 | 64999.9935
932 | 747 | JP | Iwakuni city | 740-0034 | Minamiiwakunimachi, 2-65-65 | First Plant Iwakuni | Yamaguchi Prefecture |  | First Plant Iwakuni | 3 | 195 | 64999.9935
933 | 819 | JP | Kawasaki |  | Kawasaki, 3419 | Kawasaki Tagawa town center cleaning | Fukuoka Prefecture |  | Kawasaki Tagawa Town | 2 | 195 | 64999.9935
934 | 933 | JP | Mitaka City |  | 1-6 Shinkawa | Mitaka Municipal Environmental Center | Tokyo Prefecture |  | Mitaka Center | 3 | 195 | 64999.9935
935 | 952 | JP | Musashino City | 180-0012 | 3-1-5 Midorichō | Musashino Clean Center | Tokyo Prefecture | http://www.city.musashino.lg.jp/ | Musashino Clean Center | 3 | 195 | 64999.9935
936 | 1009 | JP | Nishio | 444-0531 | Oiwayama-65 Kiracho Okayama | Nishio City Clean Center | Aichi Prefecture |  | Nishio Clean Center | 3 | 195 | 64999.9935
937 | 1036 | JP | Oizumi, Ora District | 370-0512, | 330 Kamikoizumi | Two Oizumi town cleaning center outside town | Gunma Prefecture | http://www.town.oizumi.gunma.jp/10shisetsu/1289016687-5.html | Oizumi center | 2 | 195 | 64999.9935
938 | 1280 | JP | Toyonaka | 664-0843 | Iwaya 2-chome, 4-12 | Toyonaka-Itami ll | Osaka prefecture |  | Toyonaka-Itami II | 1 | 195 | 64999.9935
939 | 532 | JP *) | Abiko | 270-1121 | 2264 Nakabyo | Abiko I, II | Chiba prefecture | http://www.city.abiko.chiba.jp/ | Abiko Clean Center | 2 | 195 | 64999.9935
940 | 1204 | JP | Takasago City | 676-0074 | 6-1-1 Umei | Garbage Disposal Facilities Division work Takasago City | Hyogo Prefecture |  | Takasago Center | 2 | 194 | 64666.6602
941 | 28 | BE | Roeselare | 8800 | Oostnieuwkerksesteenweg 121 | MIROM Roeselare | Vlaanderen, Roeselare en Menen | http://www.mirom.be | MIROM | 2 | 192 | 62000
942 | 57 | CH | Horgen | 8810 | Zugerstrasse 165 | Abfallverwertung im Bezirk Horgen | Zürich | http://www.kvahorgen.ch | KVA Horgen | 2 | 192 | 60000
943 | 62 | CH | Oftringen | 4665 | Alte Strasse 40 | KVA Oftringen | Aargau | http://www.erzo.ch | KVA Oftringen | 1 | 192 | 64000
944 | 270 | DK | Sønderborg | 6400 | Vestermark 16 | Sønderborg Kraftvarmeværk I/S | Region Syddanmark | http://www.skvv.dk/ | Sonderborg | 1 | 192 | 66240
945 | 311 | FR | Briec de l'Odet | 29510 | ZI Luminoc'h | Veolia Briec (Quimper) | 29 Finistère | http://www.veolia-proprete.fr/ | Veolia Briec | 2 | 192 | 63999.9936
946 | 358 | FR | Montbeliard | 25200 | Rue du champ du cerf | Veolia, UIOM DE Montbeliard | 25 Doubs | http://www.veolia-proprete.fr/ | Veolia Montbeliard | 2 | 192 | 64000
947 | 379 | FR | Poitiers | 86194 | 1 rue Edouard Branly | Veolia, UIOM DE POITIERS | 86 Vienne | http://www.veolia-proprete.fr/ | UIOM Poitiers | 2 | 192 | 64000
948 | 389 | FR | Rochelle La | 17300 | ZI Rue Chef de Baie | Veolia, UIOM DE LA ROCHELLE | 17 Charente-Maritime | http://www.veolia-proprete.fr/ | UIOM de La Rochelle | 2 | 192 | 64000
949 | 767 | JP | Kakamigahara City | 509-0101 | 2500-1 Sue | Cleaning Center North Kakamigahara | Gifu prefecture | http://www.city.kakamigahara.lg.jp/manabi/kita_seisosenta.html | Kakamigahara North | 3 | 192 | 64000
950 | 1458 | SE | Boden | 961 40 | Degerbergsvägen 2 | Värmeverket i Boden | Norrbottens län | http://www.bodensenergi.se | Boden | 1 | 192 | 63999.9936
951 | 542 | JP | Akishima City | 196-0014 | 4-3-14 Tanaka-cho | Akishima ll Clean Center | Tokyo Prefecture |  | Akishima Clean Center | 2 | 190 | 63333.327
952 | 611 | JP | Fujiyoshida | 403-0002 | 690 Koasumi | Environmental Beautification Center City Hall Fujiyoshida | Yamanashi Prefecture |  | Fujiyoshida Center | 3 | 190 | 63333.327
953 | 654 | JP | Hannan City |  | 532 Ozakicho | Incineration plant Sennan | Osaka Prefecture | http://www.sennanseisou.jp/seisou/index.html | Sennan Incinerator | 2 | 190 | 63333.327
954 | 663 | JP | Hekinan City | 447-0067 | １-１−１Hiromimachi | Kinuura Clean Center | Aichi Prefecture | http://www.city.hekinan.aichi.jp/ | Kinuura Clean Center | 2 | 190 | 63333.327
955 | 812 | JP | Kawachinagano | 586-0085 | 1564-3 Hino | Second Incineration Plant | Osaka Prefecture | http://www.minamikawachi-kankyo.or.jp/ | Second Plant | 2 | 190 | 63333.327
956 | 1051 | JP | Omitama | 311-3433 | 1824-2 Takasaki | Center for Environmental Health Kasumidai union facility | Ibaraki Prefecture | http://www.city.omitama.lg.jp | Kasumidai Center | 2 | 190 | 63333.327
957 | 1237 | JP | Tokushima City | 770-8011 | Motobari-43-1 Rondencho | Eastern Incineration Facility Tokushima City | Tokushima Prefecture | http://www.city.tokushima.tokushima.jp/siminkankyo_seisaku/sisetu01.html | Tokushima East Incinerator | 2 | 190 | 63333.327
958 | 325 | FR | Concarneau | 29900 | Rue Neuve | BIOCEVAL | 29 Finistère |  | UIOM CONCARNEAU | 2 | 187 | 62333
959 | 938 | JP | Miyako City |  | Dai 2 Chiwari-110 Koyamada | Miyako cleaning center | Iwate Prefecture | http://www.miyako-kouiki.jp/f4.html | Miyako Clean Center | 2 | 186 | 61999.9938
960 | 1114 | JP | Sakaide City |  | Shinhamacho, 6-51 | Environmental Center Tsunoyama | Kagawa Prefecture | http://www.pref.kagawa.lg.jp/haitai/risa/dokoniaruno/kkankyo/center/c/tsunoyama/c_tsunoyama3.htm | Center Tsunoyama | 2 | 185 | 61666.6605
961 | 460 | GB | Douglas (Isle of Man) | IM4 1JH | New Castletown Road | SITA Richmond Hill Energy-from-waste facility | Isle of Man | http://www.sita.co.im/ | Sita Isle of Man | 2 | 180.1802 | 60000
962 | 462 | GB | Stonehouse | ML9 | Carlisle Road | Scotgen, Dargavel, South Lanarkshire. | South Scotland | http://www.scotgenltd.co.uk/ | Scotgen Carlisle road | 1 | 180.1802 | 60000
963 | 221 | DE | Rudolstadt | 07407 | Fritz Bollandstrasse 2 | EBS Thermische Verwertungsanlage Schwarza | Thüringen | http://www.zaso-tvs.de | EBS Rudolstadt | 1 | 180.0018 | 60000
964 | 67 | CH | Uvrier | 1958 | Promenade des Berges 10 | UIOM Uvrier | Wallis | http://www.utovs.ch/ | UIOM Uvrier | 2 | 180 | 60000
965 | 304 | FR | Benesse-Maremne | 40230 | 62 chemin bayonnais | SITCOM Benesse Maremne | 40 Landes |  | Benesse Maremne | 2 | 180 | 59999.994
966 | 373 | FR | Passy | 74190 | 1159 Rue La Centrale | Novergie, UIOM DE Passy, SET Mont-Blanc | 74 Haute-Savoie | http://www.novergie.fr | Set Mont Blanc | 1 | 180 | 60000
967 | 439 | GB | Dumfries | DG1 | Barton's House | Dargaval (ScotGen) Energy from Waste facility, Dumfries | Scotland |  | Dargaval Dumfries | 2 | 180 | 60000
968 | 453 | GB | Perth, Glenfarg | PH2 9PX | A 912, Binn Farm | Sita Resource Recovery Park Binn Farm | Scotland, Perthshire |  | Sita Perth | 1 | 180 | 60000
969 | 469 | IN | Shadnagar |  | Survey No 199 & 200 AA, Elikatta Village, Farooqnagar Mandal | Selco RDF WTE Plant | Andhra Pradesh | http://www.selco.co.in/projects-power-plant.html | Selco RDF WTE Plant | 1 | 180 | 54000
970 | 508 | IT | Pietrasanta | 55045 | Via delle Colmate | Impianto de Termovalorizzatore di Falascaia | Toscana, Lucca | http://www.veolia-proprete.com/ | Pietrasanta | 2 | 180 | 59999.994
971 | 605 | JP | Fujimino | 356-0034 | 1104 Komabayashi | Cleaning center Kamifukuoka | Saitama Prefecture | http://www.city.fujimino.saitama.jp/ | Fujimino Kamifukuoka Plant | 2 | 180 | 59999.994
972 | 628 | JP | Gifu City - Kasamatsu | 500-8266 | 5-147 Sakaigawa | Waste incineration plant Gifu Hashima | Gifu prefecture |  | Gifu Hashima | 3 | 180 | 59999.994
973 | 677 | JP | Hino Town, Gamou District | 529-1663 | 1-1 Kitawaki | Hino cleaning center | Shiga Prefecture | http://www.tyubuseisou.jp/ | Hino Town Cleaning Center | 3 | 180 | 59999.994
974 | 697 | JP | Hofu | 747-0825 | 364 Nitta | Clean Center Hofu | Yamaguchi Prefecture | http://www.city.hofu.yamaguchi.jp/soshiki/16/seibi-unei.html | Clean Center Hofu | 2 | 180 | 59999.994
975 | 713 | JP | Iizuka City | 820-0061 | 118-2 Yoshikita | Iizuka City Clean Center | Fukuoka Prefecture |  | lizuka City clean Center | 2 | 180 | 59999.994
976 | 714 | JP | Ikeda | 563-0045 | 2-3-2 Momozono | Clean Center Ikeda | Osaka Prefecture |  | Ikeda Clean Center | 3 | 180 | 59999.994
977 | 724 | JP | Inazawa | 492-8391 | 74 Nakanokawabatacho | Environmental Center Inazawa | Aichi Prefecture |  | Inazawa Center | 3 | 180 | 59999.994
978 | 735 | JP | Ishikari | 061-3441 | 618 Atsutaku Shippu | Refuse disposal facility north Ishikari | Hokkaido Prefecture |  | Ishikari North Facility | 2 | 180 | 59999.994
979 | 750 | JP | Iwata City | 438-0061 | 301 Gyobujima, | Clean Center Iwata City | Shizuoka Prefecture |  | Iwata City Clean Center | 2 | 180 | 59999.994
980 | 774 | JP | Kameoka | 621-0101 | Sakurazuka-6-6 Higashibetsuincho | Clean Center Sakurazuka | Kyoto Prefecture |  | Kameoka Sakurazuka Cl C. | 3 | 180 | 59999.994
981 | 784 | JP | Kanuma |  | Kamidonomachi | Center for Environmental clean Kanuma | Tochigi Prefecture |  | Kanuma clean Center | 2 | 180 | 59999.994
982 | 804 | JP | Kasumigaura | 315-0065 | 31-1 Kamisaya | Clean Environment Center, regional-area local union affairs Shinji | Ibaraki Prefecture |  | Shinji Center | 2 | 180 | 59999.994
983 | 836 | JP | Kitaibaraki City | 319-1723 | 2047 Sekimotocho Sekimotonaka | Cleaning center Kitaibaraki | Ibaraki Prefecture | http://www.city-kitaibaraki.jp/ | Kitaibaraki Cleaning Center | 2 | 180 | 59999.994
984 | 880 | JP | Kurashiki City | 713-8114 | 888-1 Tamashima Michigoe | Incineration plant cleaning facility western union Kurashiki | Okayama Prefecture |  | Kurashiki Western Plant | 2 | 180 | 59999.994
985 | 881 | JP | Kurashiki City | 710-1301 | 481 Mabicho Yata | Soja union regional environmental facilities, Clean Center Kibiji | Okayama Prefecture |  | Kurashiki Center Kibiji Soja | 2 | 180 | 59999.994
986 | 932 | JP | Mishima, | 411-0000 | 4703-94 Gamonodo | Mishima City Hall cleaning center | Shizuoka Prefecture | http://www.city.mishima.shizuoka.jp/ipn000314.html | Mishima City Center | 2 | 180 | 59999.994
987 | 971 | JP | Nagoya-Kitanagoya |  | Futago, Shitanji1014-1 | Environmental Beautification Center Nagoya north | Aichi Prefecture |  | Nagoya North | 2 | 180 | 59999.994
988 | 1022 | JP | Odawara | 250-0055 | 3768 Kuno | Odawara I | Kanagawa Prefecture |  | Odawara Clean Center | 2 | 180 | 59999.994
989 | 1053 | JP | Omiya Naka | 319-2106 | 1894 Shizu | Regional Environmental Center for environmental improvement Omiya union | Ibaraki Prefecture |  | Omiya Union | 2 | 180 | 59999.994
990 | 1078 | JP | Otsu City | 520-0823 | 785-1 Zezekamibeppocho | Environmental Center Otsu | Shiga Prefecture | http://www.city.otsu.shiga.jp | Center Otsu | 2 | 180 | 59999.994
991 | 1086 | JP | Rifu Town | 981-0111 | Shinfunaoka-5 Kase | Waste incineration facility eastern Miyagi | Miyagi Prefecture |  | Waste inc, Eastern Miyagi | 2 | 180 | 59999.994
992 | 1088 | JP | Ryugasaki | 301-0801 | Itabashimachi | Plaza dragon clean | Ibaraki Prefecture |  | Plaza Dragon Clean | 2 | 180 | 59999.994
993 | 1147 | JP | Settsu city | 566-0035 | 1-3-1 Tsuruno | City Environmental Center Settsu | Osaka Prefecture | http://www.city.settsu.osaka.jp/0000000440.html | Settsu City Center | 2 | 180 | 59999.994
994 | 1151 | JP | Shijonawate | 575-0063 | 1051 Kiyotaki | Katano Shijonawate union cleaning facility | Osaka Prefecture | http://www.shikouseisou-osaka.jp/ | Shikouseisou | 2 | 180 | 59999.994
995 | 1153 | JP | Shiki | 354-0031 | 480 Katsuse Fujimi | Union sanitary district Shiki Fujimi | Saitama Prefecture |  | Shiki Fujimi Plant | 2 | 180 | 59999.994
996 | 1238 | JP | Tokushima City | 779-3119 | Kuwazoe-18-1 Kokufucho Kitaiwanobu | Western Incineration Facility Tokushima City | Tokushima Prefecture | http://www.city.tokushima.tokushima.jp/siminkankyo_seisaku/sisetu02.html | Tokushima West Incinerator | 2 | 180 | 59999.994
997 | 1247 | JP | Tokyo-Koto | 135-0064 | Qinghai | Shredded solid waste disposal facility | Tokyo City 23 | http://www.union.tokyo23-seisou.lg.jp/chubo/kanri/kojo/chubo/gaiyo.html | Tokyo Shred. solid waste fac. | 1 | 180 | 59999.994
998 | 1292 | JP | Tsurugashima | 350-2223 | 593-4 Takakura | Takakura Clean Center | Saitama Prefecture |  | Takara Clean Center | 3 | 180 | 59999.994
999 | 1325 | JP | Yamagata City | 990-2305 | 1738- Zaohango | Incineration plant Township in Yamagata | Yamagata Prefecture |  | Yamagata Township | 2 | 180 | 59999.994
1000 | 1326 | JP | Yamagata City |  | Nakagawara Urushiyama | Tanigawa municipal incineration plant | Yamagata Prefecture |  | Yamagata Tanigawa | 2 | 180 | 59999.994
1001 | 1330 | JP | Yamatokoriyama | 639-1001 | 80 Kujocho | Clean Center Yamatokoriyama | Nara Prefecture | http://www.city.yamatokoriyama.nara.jp/ | Yamatokoriyama Center | 3 | 180 | 59999.994
1002 | 668 | JP | Higashimatsuyama | 355-0066 | 2272 Godo | Higashi-Matsuyama City Clean Center | Saitama Prefecture | http://www.city.higashimatsuyama.lg.jp/ | Higashi-Matsuyama City Cl. C. | 2 | 180 | 59999.994
1003 | 1536 | US | Auburn, ME | ME 04210 | 110 Goldthwaite Road, | Mid-Maine Waste Action Corporation | Maine | http://midmainewaste.com/ | Mid Maine | 2 | 180 | 60000
1004 | 1560 | US | Fulton, NY | NY 13069 | 2801 State Route 481 | Oswego County Energy Recovery Facility | New York, Oswego | http://www.co.oswego.ny.us | Oswego | 2 | 180 | 60000
1005 | 1564 | US | Harrisonburg, VA | VA 22801 | 1630 Driver Dr | Harrisonburg Resource Recovery Facility | Virginia, Harrisonburg | http://www.harrisonburgva.gov | Harrisonburg RRF | 2 | 180 | 60000
1006 | 1571 | US | Jackson, MI | MI 49201 | 1990 E Parnall Rd | Jackson County Resource Recovery Facility | Michigan, Jackson | http://www.veoliaes.com/en.html | Jackson County RRF | 2 | 180 | 60000
1007 | 1601 | US | Rochester, MN | MN 55904 | 2122 Campus Drive SE | Olmsted County Waste-to-Energy Facility | Minnesota | http://www.co.olmsted.mn.us/environmentalresources/garbagerecycling/owef/Pages/default.aspx | Olmsted County WtE | 2 | 180 | 60000
1008 | 51 | CH | Colombier | 2013 | Cottendart | Vadec, S.A.I.O.D. | Jura | http://www.vadec.ch/ | SAIOD | 2 | 178 | 59333.3274
1009 | 593 | JP | Daisen City | 014-0001 | Odoshimokawara-2-10 Hanadate | Refuse disposal facilities Misato Daisen Clean Center | Akita Prefecture |  | Daisen Clean Center | 2 | 177 | 58999.9941
1010 | 212 | DE | Neustadt in Holstein | 23730 | Industrieweg 9 - 11 | MHKW Neustadt/Holstein | Schleswig-Holstein | http://www.zvo.com | Zweckverband Ostholstein | 1 | 175.8018 | 58600
1011 | 561 | JP | Asahi Town | 939-0721 | Sanmaibashi 188 | Shimoniikawa District Plant | Toyama Prefecture |  | Asahi City Toyama | 3 | 174 | 57999.9942
1012 | 384 | FR | Pontmain | 53181 | route de fougères | Novergie, UIOM DE Pontmain | 53 Mayenne | http://www.novergie.fr | UIOM de Pontmain | 2 | 173 | 57600
1013 | 510 | IT | Porto Marghera | 30175 | Via delle Industrie | Incineratore di Porto Marghera | Veneto, Venezia | http://www.gruppoveritas.it | Venezia, Porto Marghera | 1 | 172 | 59340
1014 | 652 | JP | Hanamaki City | 025-0011 | Dai 7 Chiwari-229-7 Yasawa | Hanamaki City Hall cleaning center | Iwate Prefecture | http://www.city.hanamaki.iwate.jp/ | Hanamaki Clean Center | 2 | 171 | 56999.9943
1015 | 655 | JP | Hanno City | 357-0052 | 768-1 Shimohata | Clean Center Hanno City | Saitama Prefecture |  | Hanno Clean Center | 2 | 170 | 56666.661
1016 | 958 | JP | Nagaoka | 940-2316 | Torigoe, 2818 | Torigoe Clean Center | Niigata Prefecture |  | Torigoe Clean Center | 2 | 170 | 56666.661
1017 | 1197 | JP | Tajimi City | 507-0045 | 37 Sannokuracho Shishiba | Center dust San'nokura Tajimi City | Gifu Prefecture |  | Tajimi Sannukuracho plant | 2 | 170 | 56666.661
1018 | 305 | FR | Besançon | 25000 | 16 Rue Édouard Belin | SECIP Besançon | 25 Doubs | http://www.secip.fr/ | SECIP Besançon | 2 | 168 | 55999.9944
1019 | 341 | FR | Henin-Beaumont | 62427 | CHEMIN DE LA BUISSE | Tiru, UIOM D’Henin-Beaumont | 62 Pas-de-Calais | http://www.tiru.fr | UION de Henin | 2 | 168 | 57960
1020 | 378 | FR | Pluzunet | 22140 | Site du quelven | Veolia UIOM DE Pluzunet | 22 Côtes-d'Armor | http://www.veolia-proprete.fr/ | UIOM de Pluzenet | 1 | 168 | 56000
1021 | 955 | JP | Nagahama, | 526-0021 | 200 Yawatanakayamacho | Center Crystal Plaza, Hubei regional administrative affairs | Shiga Prefecture | http://www.kohoku-kouiki.jp/ | Crystal Plaza | 2 | 168 | 55999.9944
1022 | 1079 | JP | Otsu City | 520-0351 | 272 Ikadachikitazaijicho | Northern Otsu City Clean Center | Shiga Prefecture | http://www.city.otsu.shiga.jp | Northern Center Otsu | 2 | 168 | 55999.9944
1023 | 1142 | JP | Seki | 501-3217, | 5960 Shimouchi | Gasification facility Seki | Gifu Prefecture | http://www18.ocn.ne.jp/~c-kouiki/ | Seki gasification plant | 3 | 168 | 55999.9944
1024 | 1484 | SE | Skövde | 541 36 | Energivägen | Skövde Värmeverk SVV | Västra Götalands län | http://www.varmeverk.skovde.se/ | Skövde Värmeverk | 1 | 168 | 55000
1025 | 254 | DK | Hobro | 9500 | Hvedemarken 13, | I/S Fælles Forbrænding | Region Nordjylland | http://www.isff.dk/Default.aspx | Fælles HOBRO | 2 | 166 | 57270
1026 | 842 | JP | Kitami | 090-0005 | 298-12 Yamato | Kitami waste disposal site | Hokkaido Prefecture | http://www.city.kitami.lg.jp | Kitami Waste Disposal | 3 | 166 | 55333.3278
1027 | 1305 | JP | Uruma City | 904-2205 | Enobi, 1211-6 | Environmental Clean Center Mishima | Okinawa Prefecture |  | Clean Center Mishima | 2 | 166 | 55333.3278
1028 | 1303 | JP | Urasoe | 901-2128 | 1-8-1 Inanse | Clean Center Urasoe | Okinawa Prefecture |  | Clean Center Urasoe | 3 | 165.5 | 55166.6611
1029 | 590 | JP | Choshi | 288-0036 | 4839 Nishiogawacho | Choshi cleaning Center | Chiba Prefecture |  | Choshi Cleaning Center | 2 | 165 | 54999.9945
1030 | 1139 | JP | Sayama | 350-1324 | 1-12-1 Inariyama | Environmental Center Inariyama Sayama | Saitama Prefecture |  | Inariyama Sayama Plant | 3 | 165 | 54999.9945
1031 | 1353 | JP | Yotsukaido | 284-0022 | Yamanashi, 2002 | Clean Center City Hall Yotsukaido | Chiba Prefecture |  | Yotsukaido Center | 2 | 165 | 54999.9945
1032 | 701 | JP | Hyuga | 883-0034, | 2192 Tomitaka | Southern Union regional area cleaning center Higashiusuki Hinata | Miyazaki Prefecture | http://www.city.hyuga.miyazaki.jp/rengo/index.html | Hyuga Center | 2 | 163 | 56235
1033 | 827 | JP | Kesennuma City |  | 93-1 Kujo | Clean Center Hill | Miyagi Prefecture |  | Clean Center Hill Kesennuma | 2 | 162 | 53999.9946
1034 | 830 | JP | Kirishima | 899-4462 | 2256-1 Kokubushikine | Cleaning center Shikine Kirishima | Kagoshima Prefecture |  | Kirishima Center | 2 | 162 | 53999.9946
1035 | 762 | JP | Kaga | 922-0842 | Otsu-7-1 Kumasakamachi | Environmental Beautification Center Kaga City | Ishikawa Prefecture |  | Kaga Clean Center | 2 | 160 | 53333.328
1036 | 790 | JP | Kasama City | 309-1603 | 165-1 Fukuda | Eco-Frontier Kasama | Ibaraki Prefecture | http://www.city.kasama.lg.jp | Eco Frontier Kasama | 2 | 160 | 53333.328
1037 | 791 | JP | Kasama City |  | 1-62 Nagatoronikoda Iriaichi | Mito Kasama Environmental Center | Ibaraki Prefecture | http://www.city.kasama.lg.jp | Mito Kasama Center | 2 | 160 | 53333.328
1038 | 798 | JP | Kashiwazaki | 945-0011 | 4-13-13 Matsunami | Kashiwazaki City Clean Center | Niigata Prefecture |  | Kashiwazaki Clean Center | 2 | 160 | 53333.328
1039 | 950 | JP | Munakata City | 811-3401 | Ikeura 600 | Genkai Environmental Union, Munakata DMS Plant | Fukuoka Prefecture |  | Munakata Clean Center | 2 | 160 | 53333.328
1040 | 959 | JP | Nagaoka | 940-0015 | 3-6-1 Kotobuki | Kotobuki Clean Center | Niigata Prefecture |  | Kotobuki Clean Center | 2 | 160 | 53333.328
1041 | 981 | JP | Nankoku | 783-0023 | 1455 Hataeda | Konan cleaning waste incineration union | Kochi Prefecture | http://www.clean-kounan.jp/ | Konan Cleaning Center | 2 | 160 | 53333.328
1042 | 1006 | JP | Nirasaki, | 407-0033 | 1895 Tatsuokamachi Shimojominamiwari | Environmental Sanitation Center north regional civil service regional area north Gorges union | Yamanashi Prefecture | http://www.kyohoku.com/ | North Gorges Center | 2 | 160 | 53333.328
1043 | 1083 | JP | Oyama | 323-0043 | 576-15 Shiozawa | Cleaning Center Oyama | Tochigi Prefecture | http://www.city.oyama.tochigi.jp/kouiki/cyuuouseisou/tyuuouguide.html | Cleaning Center Oyama | 2 | 160 | 53333.328
1044 | 1115 | JP | Sakaki, Hanishina District | 389-0602 | 1850 Nakanojo | Union Kuzuo incineration facilities | Nagano Prefecture | http://www.katsurao.net/index.php/archives/category/shokyaku | Union Kuzuo Facilities | 2 | 160 | 53333.328
1045 | 1152 | JP | Shika Town, Hakui District, Noto Peninsula | 925-0123 | 11-103 Yada | Northern Center Ishikawa | Ishikawa Prefecture |  | Nothern Center Ishikawa | 2 | 160 | 53333.328
1046 | 1230 | JP | Tokai City | 476-0003 | Okuyama-10-48 Araomachi | Cleaning center Tokai City | Aichi Prefecture | http://www.city.tokai.aichi.jp/ | Clean Center Tokai City | 2 | 160 | 53333.328
1047 | 1321 | JP | Yahaba, Shiwa District | 028-3603 | Dai 12 Chiwari-168-2 Nishitokuta | Environmental facilities district Morioka | Iwate Prefecture |  | Morioka Facilities | 2 | 160 | 53333.328
1048 | 1534 | US | Ames, IA | IA 50010 | 110 Center Avenue | Arnold O. Chantland Resource Recovery Plant (RRP) | Iowa | http://www.cityofames.org | Ames Resource | 1 | 160 | 52500
1049 | 463 | GB | Crymlyn Burrows, Neath |  |  | Neath Port Talbot (Recycling) Ltd | South Wales | http://www.npt.gov.uk | NO INFO | 1 | 157.6577 | 52500
1050 | 513 | IT | Ravenna | 48100 | SS. 309 Romea | Impianto di Recupero Energetico (IRE) Ravenna | Emilia-Romagna, RA | http://eng.gruppohera.it/group/business_activities/business_environment/termoval/waste_to_energy_plants_ravenna/page1-221.html | IRE Ravenna | 1 | 156 | 51999.9948
1051 | 272 | DK | Thisted | 7700 | Industrivej 9, | Kraftvarmeværk Thisted I/S | Region Nordjylland | http://www.kvvt.dk | Thisted | 1 | 154 | 53130
1052 | 1438 | NO | Oslo | 0582 | Brobekkveien 87 | Haraldrud varmesentral | Oslo og Akershus | http://www.hafslund.no | Hafslund Brobekkveien | 1 | 150.1502 | 50000
1053 | 1445 | NO | Stavanger | 4313 | Forusbeen 202 | Forus Energigjenvinning 2 AS | Rogaland | http://forusenergi.no | Forus Stavanger | 1 | 150.1502 | 50000
1054 | 202 | DE | Ludwigslust | 19288 | Am Alten Flugplatz 1 | Thermische Abfallverwertungsanlage (TAV) | Mecklenburg-Vorpommern | http://www.alba.info/ | TAV Ludwigslust | 1 | 150.0015 | 50000
1055 | 208 | DE | Meuselwitz | 04610 | Industriepark Nord | Heizkraftwerk Meuselwitz-Lucka. | Thüringen | http://www.hkw-meuselwitz.de/ | NO INFO | 2 | 150.0015 | 50000
1056 | 489 | IT | Ferrara, Malborghetto (FE) | 44100 | Via della Conchetta, 100 | Ferrara Conchetta | Emilia-Romagna (FE) | NO INFO | Ferrara Conchetta | 1 | 150 | 49999.995
1057 | 502 | IT | Montale, Agliana | 51037 | via W. Tobagi, 16 | L´impianto di termovalorizzazione di Montale | Toscana, PT | http://www.cis.pt.it/certificazione-1.htm | Montale | 2 | 150 | 49999.995
1058 | 541 | JP | Akiruno City | 190-0154 | 521 Takao | Takao Sanitation Center | Tokyo Prefecture | http://www.nishiakigawa.or.jp/ | Takao Center | 2 | 150 | 49999.995
1059 | 572 | JP | Azumino | 399-8302 | 1589-2 Hotakakitahotaka | Facility Hodaka union clean center Hotaka | Nagano Prefecture |  | Clean Center Hotaka | 3 | 150 | 49999.995
1060 | 574 | JP | Beppu | 874-0000 | 333-3 Hiramichi | Cleaning center Fujigaya | Oita Prefecture |  | Clean Center Fujigaya | 2 | 150 | 49999.995
1061 | 594 | JP | Date | 960-0650 | Nishishinden-1-1 Hobaramachi | Date local union health treatment center cleaning | Fukushima Prefecture |  | Date Clean Center | 3 | 150 | 49999.995
1062 | 598 | JP | Echizen | 915-0802 | 1-3-20 Kitago | First union cleaning center Nanyue | Fukui Prefecture | http://www.nanetsuseisou.or.jp/ | Clean Center Nanyue 1 | 2 | 150 | 49999.995
1063 | 613 | JP | Fukuchiyama |  | 285 Maki | Environment Park | Kyoto Prefecture | http://www.city.fukuchiyama.kyoto.jp/life/facilities/entries/000574.html | No Info of location | 2 | 150 | 49999.995
1064 | 623 | JP | Fukuyama | 720-0843 | Akasakacho Oaza Akasaka, 521 | Incineration plant west Fukuyama | Hiroshima Prefecture |  | Fukuyama Western Center | 2 | 150 | 49999.995
1065 | 629 | JP | Gifu City-Hinakura | 501-1185 | 375 dong | Dong plant in Gifu | Gifu prefecture |  | Dong Plant Gifu | 1 | 150 | 49999.995
1066 | 633 | JP | Gosen City | 959-1604 | 8864 Ronze | Waste incineration plant Gosen | Niigata Prefecture |  | Gosen waste incinerator | 2 | 150 | 49999.995
1067 | 653 | JP | Handa City | 475-0803, | 50 Otsukawasuehirocho | Clean Center Handa | Aichi Prefecture |  | Handa Clean Center | 2 | 150 | 49999.995
1068 | 669 | JP | Higashimurayama City | 189 -0001 | 4-7-1 Akitsu-cho | Higashimurayama City Waste Treatment Center Shusui Garden | Tokyo Prefecture | http://www.city.higashimurayama.tokyo.jp/shisetsu/gomi/syusuien/index.html | Shusui Garden | 2 | 150 | 49999.995
1069 | 693 | JP | Hitachinaka | 312-0012 | 2184-1 Mawatari | Katsuta cleaning center | Ibaraki Prefecture | http://www.city.hitachinaka.ibaraki.jp/ | Hitachinaka Katsuka | 2 | 150 | 49999.995
1070 | 708 | JP | Ichinoseki | 029-0131 | Kusagasawa-36-41 Kozenji | Cleaning center Ichinoseki | Iwate Prefecture | http://www.city.ichinoseki.iwate.jp/kouiki-gyousei/kankyo/index7.html | Ichinoseki Clean Center | 2 | 150 | 49999.995
1071 | 723 | JP | Inashiki |  | 424 Takada | Center for Environmental Edosaki District | Ibaraki Prefecture | http://www.eiseidoboku.or.jp/ | Edosaki Clean Center | 2 | 150 | 49999.995
1072 | 727 | JP | Iruma | 358-0031 | 127-1 Araku | Clean Center Iruma | Saitama Prefecture |  | Clean Center Iruma | 3 | 150 | 49999.995
1073 | 766 | JP | Kainan City (Hainan) | 642-0015 | 1387-1 Atsuso | Clean Center Hainan city | Wakayama Prefecture |  | Clean Center Hainan City | 2 | 150 | 49999.995
1074 | 773 | JP | Kamakura | 248-0007 | 5-11-16 Omachi | Clean Center Nagoshi Kamakura City | Kanagawa Prefecture |  | Clean Center Nagoshi | 2 | 150 | 51750
1075 | 786 | JP | Karatsu | 847-1211 | 234-2 Kitahatakishiyama | Cleaning center Karatsu | Saga Prefecture |  | Clean Center Karatsu | 3 | 150 | 49999.995
1076 | 792 | JP | Kashiba-Oji | 639-0261 | 615 Ninji | Oji-Kashiba union environmental facilities | Nara Prefecture |  | Oji-Kashiba Center | 2 | 150 | 49999.995
1077 | 855 | JP | Koka, Minakuchi |  | Minakuchi, 6677 | Waste treatment facility Koka | Shiga Prefecture |  | Koka Center | 3 | 150 | 49999.995
1078 | 859 | JP | Komatsu | 923-0156 | Ono-cho 1 Shinzaburo valley | Komatsu Environmental Beautification Center | Ishikawa Prefecture | http://www.city.komatsu.lg.jp/ | Komatsu Center | 3 | 150 | 49999.995
1079 | 869 | JP | Kuki, Miyashiro, Minamisaitama District | 345-0836 | 1276-1 Wado | Cleaning center Kuki Miyashiro | Saitama Prefecture | http://www.crt-kuki.miyashiro.saitama.jp/ | Kuki Miyashiro | 2 | 150 | 49999.995
1080 | 956 | JP | Nagaizumi town, Sunto District | 411-0931 | 143-11 Higashino | Nagaizumi town refuse incineration | Shizuoka Prefecture | http://japan.nagaizumi.org/ | Nagaizumi Incineration Plant | 2 | 150 | 49999.995
1081 | 990 | JP | Nemuro | 087-0036 | 77-2 Horomoshiri | Garbage incineration Nemuro City | Hokkaido Prefecture | http://www.city.nemuro.hokkaido.jp | Nemuro City Plant | 2 | 150 | 49999.995
1082 | 1012 | JP | Noboribetsu |  | Saiwaicho, 2-5 | Crinkle Center | Hokkaido Prefecture |  | Noboribetsu Crinkle Center | 2 | 150 | 49999.995
1083 | 1023 | JP | Odawara | 250-0055 | 3768 Kuno | Odawara II | Kanagawa Prefecture |  | Odawara Clean Center | 2 | 150 | 49999.995
1084 | 1029 | JP | Oguchi, Niwa District | 480-0121 | 1-131 Kogita | Center for Environmental Management Environmental Beautification Association Niwa Gangnam | Aichi Prefecture | http://www.konanniwa-seisou.jp/ | Niwa Gangnam | 2 | 150 | 49999.995
1085 | 1119 | JP | Sakurai, | 633-0052 | 485-1 Asago | Green Park Sakurai | Nara Prefecture | http://www.city.sakurai.nara.jp/kankyou/kankyou01.html | Sakurai Clean Center | 2 | 150 | 49999.995
1086 | 1154 | JP | Shikoku City | 799-0404 | 1670-3 Nakanoshocho | Mishima City Clean Center facility in central Shikoku | Ehime Prefecture | https://www.city.shikokuchuo.ehime.jp | Shikoku Central | 3 | 150 | 49999.995
1087 | 1215 | JP | Tamano |  | Tsuchigahara, 3072-5 | Eastern Tamano cleaning center | Okayama Prefecture |  | Eastern Tamano Center | 2 | 150 | 49999.995
1088 | 1234 | JP | Tokoname-Taketoyo, Chita District | 470-2301 | 27 Itchoda | Clean Center Taketoyo union health Tokoname | Aichi Prefecture | http://www.tokotake.jp/ | Tokoname Taketoyo | 2 | 150 | 51750
1089 | 1274 | JP | Towada, | 034-0051 | Okubo-60-3 Denpoji | Waste incineration facility Towada | Aomori Prefecture |  | Towada incineration Center | 2 | 150 | 49999.995
1090 | 1289 | JP | Tsugaru | 037-0102 | Shirahata-11-1 Inagakicho Shigeta | Clean Center Northwest Seibu | Aomori Prefecture |  | North West Center | 2 | 150 | 49999.995
1091 | 1331 | JP | Yamatotakada | 635-0031 | 23 Imazatokawaiho | Yamatotakada City Clean Center | Nara Prefecture | http://www.city.yamatotakada.nara.jp/ | Yamatotakada Clean Center | 2 | 150 | 49999.995
1092 | 1339 | JP | Yatsushiro |  | Nakakitamachi, 3743 | Cleaning center Yatsushiro | Kumamoto Prefecture |  | Cleaning Center Yatsushiro | 2 | 150 | 49999.995
1093 | 581 | JP | Chichibu | 368-0002 | 1477 Tochiya | Clean Center Chichibu | Saitama Prefecture | http://www.c-kouiki.jp/ | Chichibu Clean Center | 2 | 150 | 49999.995
1094 | 1156 | JP | Shimada City | 427-0034 | 7 Ita | Tashiro environment Plaza Shimada | Shizuoka Prefecture | http://www.city.shimada.shizuoka.jp | Tashiro Shimada | 2 | 148 | 49333.3284
1095 | 631 | JP | Gobo City | 644-0023 | 2731-4 Nadacho Noshima | Gobo regional area cleaning center | Wakayama Prefecture | http://www.naxnet.or.jp/~gobokoui/seiso/kengaku.htm | Gobo Clean Center | 2 | 147 | 48999.9951
1096 | 752 | JP | Iwate District |  |  | Iwate South Coast Environmental Union, | Iwate Prefecture |  |  | 2 | 147 | 48999.9951
1097 | 1013 | JP | Noda City |  | Mitsubori, 356-1 | Incineration plant Noda | Chiba Prefecture |  | Incineration Plant Noda | 2 | 145 | 48333.3285
1098 | 163 | DE | Burgau-Unterknöringen | 89331 | Remsharter Straße | Müllverschwelungsanlage Burgau | Bayern, Schwaben, Landkreis Günzburg | http://www.landkreis-guenzburg.de/abfall/kreisabfallwirtschaft/abfallentsorgungsanlagen.html | Pyrolyse Anlage Burgau | 2 | 144 | 43200
1099 | 251 | DK | Hammel | 8450 | Irlandsvej 6 | Hammel Fjernvarme A.m.b.a. | Region Midtjylland | http://www.hammelfjernvarme.dk/ | Hammel | 2 | 144 | 49680
1100 | 271 | DK | Svendborg | 5700 | Bodøvej 15 | Svendborg kraftvarmeværk | Region Syddanmark | http://www.svendborgkraftvarme.dk/ | Svendborg Affald | 1 | 144 | 49680
1101 | 277 | ES | Girona | 17461 | Paratge De Campdorà, S/N | TRARGISA | Catalunya, Cataluña | NO INFO | TRARGISA | 2 | 144 | 49680
1102 | 299 | FR | Bassens | 33530 | 6--8 Boulevard de l’industrie | Veolia, UIOM DE BASSENS | 33 Gironde |  | UIOM Bassens | 1 | 144 | 47999.9952
1103 | 336 | FR | Fourchambault | 58117 | 38 Route de Vauzelles | Veolia, UIOM DE Fourchambault | 58 Nièvre | http://www.veolia-proprete.fr/ | Veolia Fourchambault | 1 | 144 | 48000
1104 | 495 | IT | Macomer | 08015 | Loc. Tossilo | Inceneritore di Macomer Tossillo | Isola de Sardegna, Nuoro | http://www.tme.termomeccanica.com/ | Inceneritore Macomer Tossilo | 2 | 144 | 48000
1105 | 595 | JP | Ebetsu |  | Yahata | Center for Environmental clean Ebetsu | Hokkaido Prefecture | http://www.city.ebetsu.hokkaido.jp | Ebetsu Cleaning Center | 2 | 144 | 47999.9952
1106 | 934 | JP | Mitane, Yamamoto District | 018-2401 | Kamikasaoka-70-21 Ukawa | Incineration plant in southern union Yamamoto Noshiro | Akita Prefecture |  | Yamamoto Center south | 2 | 144 | 47999.9952
1107 | 984 | JP | Narita | 286-0823 | 344-1 Koizumi | Incineration plant Izumi Narita | Chiba Prefecture |  | Uzumi Narita plant | 2 | 144 | 47999.9952
1108 | 993 | JP | Niigata City - Akiha Ward | 956-0834 | 1289-1 Koguchi | Niitsu Clean Center | Niigata Prefecture | http://www.city.niigata.lg.jp/akiha/shisetsu/seikatsu/niituclean.html | Niitsu Clean Center | 2 | 144 | 47999.9952
1109 | 1196 | JP | Tajimi City |  | Kasaharacho, 4022-7 | Tajimi City, Kasahara Clean Center | Gifu Prefecture | http://www.city.tajimi.gifu.jp/kankyo/kasahara_clean/shoukyaku.htm | Tajimi Kasahara Plant | 2 | 144 | 47999.9952
1110 | 1236 | JP | Tokorozawa City | 359-1167 | 1-320 Hayashi | Seibu Clean Center Tokorozawa City | Saitama Prefecture | http://www.city.tokorozawa.saitama.jp/kurashi/gomi/sebucleancenter/index.html | Seibu Clean Center | 2 | 144 | 47999.9952
1111 | 1488 | SE | Sundsvall | 851 23 | Sjöfartsvägen | Korstaverket i Sundsvall | Västernorrlands län | http://www.sundsvallenergi.se/ | Sundsvall Energy | 1 | 144 | 47999.9952
1112 | 944 | JP | Moriguchi | 570-0042 | 4-9-12 Terakata Nishikidori | Clean Center Moriguchi Furnace 4 | Osaka Prefecture | http://www.city.moriguchi.osaka.jp/contents/clean-center/top.htm | Moriguchi no 4 | 1 | 142 | 47333.3286
1113 | 1480 | SE | Ljungby | 341 35 | Märta Ljungbergsvägen 61 | Ljungsjöverket i Ljungby | Kronobergs län | http://www.ljungby-energi.se/ | Ljungby Värme | 1 | 141.1411 | 47000
1114 | 904 | JP | Makinohara | 421-0535 | 1212 Kasana | Center for Environmental Protection | Shizuoka Prefecture | http://www.kankyo-hozen-center.jp/ | Makino Center | 2 | 141 | 46999.9953
1115 | 551 | JP | Amakusa City | 863-0044 | 4751 Kusuuramachi | Cleaning center district federation Amakusa Hondo | Kumamoto Prefecture, Shimoshima Island |  | Amakusa Hondo | 3 | 140 | 46666.662
1116 | 658 | JP | Hata-Ino |  |  | DMS, Facility, Hata Regional Municipality AdministrativeUnion | Kochi Prefecture |  |  | 2 | 140 | 46666.662
1117 | 685 | JP | Hirosaki City |  | Kawarada Koganezaki | Incineration plant in southern | Aomori Prefecture |  | Hirosaki South Center | 2 | 140 | 46666.662
1118 | 757 | JP | Joetsu | 942-0036 | 2588 Higashinakajima | First Clean Center Joetsu | Niigata Prefecture |  | First Clean Center Joetsu | 2 | 140 | 46666.662
1119 | 768 | JP | Kakegawa | 436-0011 | 2319 Tamari | Gallery environmental resources Kakegawa city | Shizuoka Prefecture | http://www.kankyoshigen-gallery.jp/ | Gallery Kakegawa City | 2 | 140 | 46666.662
1120 | 813 | JP | Kawagoe | 350-0833 | Yoshinodai, 2-8-20 | Cleaning center East Kawagoe | Saitama Prefecture |  | East Kawagoe | 2 | 140 | 46666.662
1121 | 856 | JP | Kokubunji City | 185-0013 | 4-9-8 Nishikoigakubo | Kokubunji Municipal Clean Center | Tokyo Prefecture |  | Kokubunji Clean Center | 2 | 140 | 46666.662
1122 | 953 | JP | Mutsu | 035-0011 | Imaizumi-68 Okunai | Mutsu Thermoselect plant (Green Axe) | Aomori prefecture | http://www.thermoselect.com | Mutsu Plant | 2 | 140 | 46666.662
1123 | 987 | JP | Nasushiobara | 329-2802 | 593 Hikinuma | Clean Center City Hall Nasushiobara | Tochigi Prefecture | http://www.city.nasushiobara.lg.jp/ | Nasushiobara Center | 2 | 140 | 46666.662
1124 | 1158 | JP | Shimanto | 787-0776 | 1544 Kaminodoi | Hata Clean Center | Kochi Prefecture | http://www.hata-e.co.jp/ | Hata Clean Center | 2 | 140 | 46666.662
1125 | 1281 | JP | Toyooka |  | Iwai, 150 | Toyooka cleaning center | Hyogo Prefecture | http://www.city.toyooka.lg.jp/www/contents/1116487125906/index.html | Toyooka Cleaning Center | 2 | 140 | 46666.662
1126 | 1357 | JP | Zushi | 249-0003 | 4-street-956 Ikego | Clean Environment Center Zushi City Hall | Kanagawa Prefecture |  | Zushi Clean Center | 2 | 140 | 46666.662
1127 | 1383 | KR | Incheon-Si (Airport) |  | 1824-3 Unseo-dong | Incheon airport Refuse Incineration Plant | Incheon |  | Incheon Airport | 2 | 140 | 46666.662
1128 | 1492 | SE | Västervik | 593 50 | Värmeverksgatan 5 | Stegeholmsverket i Västervik | Kalmar län | http://miljoenergi.vastervik.se/ | Värmeverk, Västervik | 2 | 138.1381 | 46000
1129 | 1209 | JP | Takeo |  | Asahicho Oaza Nakano, 8075-6 | Incineration facilities Fuji Clean Center | Saga prefecture | http://www.kitou-web.jp/shisetsu/index.html#shisetsu05 | Fuji Clean Center | 3 | 138 | 45999.9954
1130 | 1335 | JP | Yanai | 742-0023 | 4-5-13 Minamihama | Waste incinerator environmental sanitation union Shuto | Yamaguchi Prefecture |  | Yanai Shuto Incinerator | 2 | 138 | 45999.9954
1131 | 720 | JP | Imizu | 939-0303 | 1150 Nishitakagi | Clean the injection peer Imizu | Toyama Prefecture | http://www.city.imizu.toyama.jp/hp/svFacHP.aspx?faccd=1306110 | Imizu Center | 3 | 138 | 45999.9954
1132 | 6 | AT | Pitten | 2823 | Aspanger Straße 252 | Hamburger GmbH Pitten | Niederösterreich |  | MVA Pitten | 1 | 135 | 45000
1133 | 410 | FR | Sète | 34200 | Avenue des Eaux Blanches | Veolia UIOM de Sète | 34 Hérault | http://www.veolia-proprete.fr/ | UIOM de Sète | 1 | 135 | 44800
1134 | 496 | IT | Massafra | 74016 | Contrada Console | TERMOVALORIZZATORE DI TARANTO | Puglia, Taranto | http://www.appiaenergy.com/impianto.html | Massafra | 1 | 135 | 45000
1135 | 555 | JP | Annaka City | 379-0133 | Haraichi, 65 | Clean Center Usuigawa | Gunma Prefecture |  | clean Center Usuigawa | 2 | 135 | 44999.9955
1136 | 691 | JP | Hiroshima-Saeki | 731-5102 | 1979 Itsukaichicho Oaza Ishiuchi | Saeki factory | Hiroshima Prefecture |  | Saeki Plant | 3 | 135 | 44999.9955
1137 | 725 | JP | Inuyama City | 484-0094 | Taguchibora-39-128 Tonoji | Inuyama City Beautification Center | Aichi Prefecture |  | Inuyama Clean Center | 2 | 135 | 44999.9955
1138 | 806 | JP | Katori | 287-0023 | 665-2 Ichiyama | Ichiyama Clean Center | Chiba Prefecture |  | Ichiyama Clean Center | 3 | 135 | 44999.9955
1139 | 854 | JP | Koga City | 306-0046 | ７６８−１Makinoji | Makinoji Clean Center | Ibaraki Prefecture | http://www.city.ibaraki-koga.lg.jp | Makinoji Clean Center | 2 | 135 | 44999.9955
1140 | 1005 | JP | Nikko City |  | Senbongi, 945-1 | Clean Center Nikko | Tochigi Prefecture |  | Clean Center in Nikko | 2 | 135 | 44999.9955
1141 | 1138 | JP | Satsumasendai | 899-1922 | 5104 Kokuracho | Clean Center Sendai Satsumasendai | Kagoshima Prefecture |  | Clean Center Sendai | 2 | 135 | 44999.9955
1142 | 828 | JP | Kikuchi District |  | Ozu-machi, Furujo, 1046 | Eastern Municipal incineration plant environmental conservation union Kikuchi | Kumamoto Prefecture | http://www.kikunanseisou.or.jp/sisetu-toubu.html | Kikuchi Center | 2 | 135 | 44999.9955
1143 | 376 | FR | Planguenoual | 22400 | les landes lambert | Novergie, UIOM DE Planguenoual | 22 Côtes-d'Armor | http://www.novergie.fr | UIOM de Planguenoual | 1 | 134 | 42000
1144 | 1038 | JP | Okawa | 831-0006 | 1110 Nakakoga | Environment Division Okawa City Hall | Fukuoka Prefecture |  | Okawa City | 2 | 134 | 44666.6622
1145 | 1277 | JP | Toyokawa City |  | Hirao parent hill | Incineration plant Toyokawa A | Aichi Prefecture | http://www.city.toyokawa.lg.jp/ | Toyokawa A | 2 | 134 | 44666.6622
1146 | 1 | AD | Andorra la Vella | AD500 | Carretera de la Comella | Centre de Tractament de Residus d'Andorra, s.a. | Andorra | http://www.ctra.ad | CTRA Andorra | 1 | 133 | 40000
1147 | 493 | IT | Livorno | 57121 | Via dell'artigianato 32 | TERMOVALORIZZATORE di Livorno | Toscana, Livorno | http://www.aamps.livorno.it/ | Termovalorizzatore di Livorno | 2 | 132 | 43999.9956
1148 | 620 | JP | Fukuroi City |  | Okazaki, | Fukuroi City and Mori Town RegionalAdministration Union, DMS Facility | Shizuoka Prefecture |  | Fukuroi Plant | 2 | 132 | 43999.9956
1149 | 1271 | JP | Tosu City, Miyaki district |  | Minobaru, 4372 | Miyaki-melting Recycling Center Western Tosu | Saga Prefecture | http://www.3r-manabi.jp/ | Miyaki Tosu Melting Center | 2 | 132 | 43999.9956
1150 | 1461 | SE | Borlänge | 781 78 | Ritargatan 1 | Bäckelundsverket | Dalarnas län | http://www.borlange-energi.se | Borlänge | 1 | 132 | 43999.9956
1151 | 587 | JP | Chita | 478-0046 | 11-4 Kitahamamachi | Cleaning center Chita | Aichi Prefecture | http://www.city.chita.aichi.jp/ | Cleaning Center Aichi | 2 | 130 | 43333.329
1152 | 627 | JP | Gamagori, Nishi town |  | Kuchitado-1 | Clean Center Gamagori | Aichi Prefecture | http://www.city.gamagori.lg.jp/site/seiso/seiso-shisetsu.html | Gamagori Clean Center | 2 | 130 | 43333.329
1153 | 686 | JP | Hiroshima, Aki District | 731-4301 | 1322-8 Sakamachi | Aki Clean Center | Hiroshima Prefecture |  | Aki Clean Center | 2 | 130 | 43333.329
1154 | 936 | JP | Mitoyo | 768-0103 | 1353-10 Yamamotocho Saitanishi | Mitoyo Plant | Kagawa Prefecture | http://www.sankankouiki.jp/ | Mitoyo Plant | 2 | 130 | 43333.329
1155 | 977 | JP | Nakano |  | 1308-1 Nakano | Hokushin union health facility, Higashiyama Clean Center | Nagano Prefecture | http://hokushin-eisei.jp/shisetsu.php | Higashiyama Clean Center | 2 | 130 | 43333.329
1156 | 998 | JP | Niigata-Toyosaka | 950-3305 | Uranoiri 418 Kita-ku | Toyosaka ll | Niigata Prefecture |  | Toyosaka II | 3 | 130 | 43333.329
1157 | 1104 | JP | Saitama City- Iwatsuki | 339-0034 | 1339 Sasakubo | Environmental Center Iwatsuki | Saitama Prefecture |  | Iwatsuki Center | 2 | 130 | 43333.329
1158 | 1126 | JP | Sanuki | 769-2301 | 3013 Nagaohigashi | Clean Center Eastern melting Kagawa | Kagawa Prefecture | http://rlodms.com/v1_1_6/#a01-list-index-page | Clean Center Melting Kagawa | 2 | 130 | 43333.329
1159 | 1278 | JP | Toyokawa City |  | Hirao parent hill | Incineration plant Toyokawa B | Aichi Prefecture | http://www.city.toyokawa.lg.jp/ | Toyokawa B | 2 | 130 | 43333.329
1160 | 1125 | JP | Sano | 327-0812 | 206-13 Machiyacho | Clean Center Mikamo Sano City | Tochigi Prefecture | http://www.city.sano.lg.jp/shisetsu/08/mikamoclean.html | Mikamo Clean Center Sano | 2 | 128 | 42666.6624
1161 | 931 | JP | Misawa City |  | Tozaki | Cleaning center Misawa | Aomori Prefecture |  | Misawa Clean Center | 2 | 127.5 | 42499.9958
1162 | 1148 | JP | Shibata | 959-2313 | Fujikake | Shibata regional Clean Center | Niigata Prefecture |  | Shibata Clean Center | 3 | 127.2 | 42399.9958
1163 | 382 | FR | Pontenx-les-Forges | 40200 | lieu dit larrouza D 46 | Tiru, UIOM DE Pontenx-les-Forges | 40 Landes | http://www.tiru.fr | UIOM de Pontenx-les-forges | 1 | 127 | 40000
1164 | 390 | FR | Rosiers-d'égletons (Tulle) | 19300 | Lieu dit les Chaux - RD 12 | Novergie, Rosiers-d'égletons | 19 Corrèze | http://www.novergie.fr/page/groupe/usines/usine.php?id=11 | UIOM Les Chaux | 1 | 127 | 40000
1165 | 552 | JP | Ami Town, Inashiki District | 300-0314 | 2731-2 Oppara | Clean Center Ami Town | Ibaraki Prefecture |  | Ami Town Clean Center | 2 | 126 | 41999.9958
1166 | 699 | JP | Hokuto | 049-0132 | 105 Dateno | Oshima waste disposal | Hokkaido Prefecture | http://www.clean-oshima.jp/ | Oshima Waste Disposal | 2 | 126 | 41999.9958
1167 | 803 | JP | Kasumidai |  |  | Kasumidai Plant | Kanagawa | http://www.hz-inova.com |  | 2 | 126 | 41999.9958
1168 | 1446 | NO | Tofte | 3482 | Vestre Strandvei 91 | Hurum Energigjenvinning | Buskerud | http://www.hurumenergigjenvinning.no | Hurum Tofte | 1 | 126 | 42000
1169 | 366 | FR | Noidans-le-Ferroux | 70387 | Lieu dit les Fouchères | UIOM Noidans le ferroux | 70 Haute-Saône | http://www.idex-groupe.com/metiers/valorisation-des-dechets | UIOM de Noidans-le-Ferroux | 1 | 125 | 41000
1170 | 1319 | JP | Yachimata | 289-1138 | 500 Mochikusa | Clean center part Yachimata city | Chiba Prefecture |  | Clean Center Yachimata | 2 | 125 | 41666.6625
1171 | 877 | JP | Kumatori | 590-0441 | 2983-1 Kubo | Environmental Center Kumatori | Osaka Prefecture |  | Kumatori Center | 2 | 123 | 40999.9959
1172 | 1429 | NO | Averøy | 6530 | Kristvika | Nordmøre Energigjenvinning KS | Møre og Romsdal | http://www.norenergy.no | NO INFO | 1 | 120.1201 | 40000
1173 | 1450 | PL | Warszawa | 04-459 | ul. Gwarków 9 | Zaklad Unieszkodliwiania Stalych Odpadów Komunalnych (ZUSOK) | Warszawa | http://www.zusok.com.pl | ZUSOK Warsawa | 1 | 120.1201 | 40000
1174 | 207 | DE | Minden | 32423 | Karlstrasse 43 | Energos Minden EBS Heizkraftwerk | Nordrhein-Westfalen | NO INFO | Energos Minden | 1 | 120.0012 | 40000
1175 | 32 | BE | Westkappelle | 8300 | Sluisstraat 82 | Dalkia N.V., HVVI Knokke-Heist | Vlaanderen, Knokke Heist | http://www.dalkia.be | Dalkia Knokke-Heist | 2 | 120 | 37000
1176 | 48 | CH | Brig-Gils | 3900 | Kiesweg 1, Gamsen | KVA Oberwallis | Wallis | http://www.abfall-oberwallis.ch | KVA Oberwallis | 1 | 120 | 39999.996
1177 | 246 | DK | Frederikshavn | 9900 | Vensysselsvej 201 | Frederikshavns Affaldskraftvarmeværk A/S | Region Nordjylland | http://www.dongenergy.dk | Frederikshavn | 1 | 120 | 41400
1178 | 252 | DK | Herning | 7400 | Miljøvej 2 | Knudmose Værket | Region Midtjylland | http://www.energimidt.dk | Herning | 1 | 120 | 41400
1179 | 255 | DK | Høje-Taastrup | 2630 | Lervangen 1-3 | Vestforbrænding I/S (Taastrup) | Region Hovedstaden | http://www.vestfor.dk/ | Taastrup | 2 | 120 | 41400
1180 | 328 | FR | Couronne | 16113 | Le Mas - Rte de St Michel | Novergie, UIOM DE LA COURONNE | 16 Charente | www.novergie.fr | UIOM de La Couronne | 1 | 120 | 40000
1181 | 333 | FR | Echillais | 17146 | Les Brandes du Château Rte de Soubise | Veolia, UIOM D’Echillais | 17 Charente-Maritime | http://www.veolia-proprete.fr/ | UIOM de Soubise | 2 | 120 | 40000
1182 | 349 | FR | Lons-le-Saunier | 39000 | ZI, rue rené maire | Novergie, UIOM DE Lons le Saunier | 39 Jura | http://www.novergie.fr/page/groupe/usines/usine.php?id=42 | UIOM Lons-le-Saunier | 1 | 120 | 41400
1183 | 352 | FR | Marignier | 74970 | 164 Impasse des Gravières | Veolia, UIOM DE Marignier | 74 Haute-Savoie | http://www.veolia-proprete.fr/ | NO INFO | 1 | 120 | 40000
1184 | 357 | FR | Montauban | 82000 | 786 Avenue Gasseras | Novergie, UIOM DE Montauban | 82 Tarn-et-Garonne | http://www.novergie.fr/page/groupe/usines/usine.php?id=17 | Novergie Montauban | 1 | 120 | 40000
1185 | 391 | FR | Rouxmesnil-Bouteilles | 76370 | Chemin Rivière | INOVA France, UIOM DE Dieppe | 76 Seine-Maritime |  | UIOM de Dieppe | 2 | 120 | 40000
1186 | 396 | FR | Saint Pierre d'Oléron | 17310 | D734 / Le Bois d’Anga | Saint Pierre Oléron | 17 Charente-Maritime |  | UIOM DE L’ILE D’OLERON | 2 | 120 | 40000
1187 | 415 | FR | Thonon-Les-Bains | 74203 | 34 Avenue des Genévriers | Veolia Thonon Les Bains | 74 Haute-Savoie | http://www.veolia-proprete.fr/ | UIOM Thonon Les Bains | 1 | 120 | 40000
1188 | 546 | JP | Akune City | 899-1602 | 3771-1 Tada | Environmental Center area north Akune | Kagoshima Prefecture | http://www.ab.auone-net.jp/~hokusatu/ | Akune North | 2 | 120 | 39999.996
1189 | 553 | JP | Anan City | 774-0023 | Doisaki-117-14 Tachibanacho | Anan clean Center | Tokushima Prefecture |  | Anan Clean Center | 2 | 120 | 39999.996
1190 | 563 | JP | Asaka | 351-0033 | 390-45 Hamasaki | Clean Center Asaka | Saitama Prefecture |  | Clean Center Asaka | 2 | 120 | 39999.996
1191 | 568 | JP | Awa City | 771-1402 | Fujiwara-70-1 Yoshinocho Saijo | Union central regional environmental facilities | Tokushima Prefecture |  | Union Central Awa | 2 | 120 | 39999.996
1192 | 585 | JP | Chikuzen, Asakura District | 838-0801 | 8-3 Kurida | Waste processing center regeneration union environmental facilities Mitsui Amagi Asakura | Fukuoka Prefecture |  | Amagi Asakura Center | 2 | 120 | 39999.996
1193 | 612 | JP | Fukuchi | 822-1101 | 474-5 Akaike | Center Shimoda | Fukuoka Prefecture |  | Fukishi Shimoda | 2 | 120 | 39999.996
1194 | 698 | JP | Hokota | 311-1523 | 2126 Kushihiki | City Clean Center Hokota | Ibaraki Prefecture |  | Hokota clean Center | 2 | 120 | 39999.996
1195 | 728 | JP | Iryu union |  |  | Iryu union, DMS facility | Hyogo Prefecture |  |  | 2 | 120 | 39999.996
1196 | 753 | JP | Iyo City | 799-3124 | 1433 Miaki | Iyo district refuse disposal facility | Ehime Prefecture |  | Iyo District | 2 | 120 | 39999.996
1197 | 770 | JP | Kakuda City | 981-1504 | Kitadaibo-90 Edano | Tsunoda Cleaning Center | Miyagi Prefecture | http://www.az9.or.jp/eisei/gomi-shisetsu.html | Tsunoda Cleaning Center | 2 | 120 | 39999.996
1198 | 862 | JP | Kosai | 431-0441 | 3294-47 Kibi | Environmental Center Kosai | Shizuoka Prefecture | http://www.city.kosai.shizuoka.jp/ | Kosai Center | 2 | 120 | 39999.996
1199 | 868 | JP | Kuji Town | 028-0001 | Osaki Dai 3 chiwari 95 | Kuji district waste incineration plant | Iwate Prefecture |  | Kuji District Incineration plant | 2 | 120 | 39999.996
1200 | 873 | JP | Kumagaya City, Fukaya | 366-0816 | 750 Kashiai | Kumakaya Fukaya | Saitama Prefecture, | http://www.osato-k.jp/ | Kumagaya Fukaya | 2 | 120 | 39999.996
1201 | 885 | JP | Kurihara City | 987-2309 | Nakayama-1-61 Ichihasamayanaginome | Kurihara City Clean Center | Miyagi Prefecture |  | Kurihara Clean Center | 2 | 120 | 39999.996
1202 | 886 | JP | Kuroishi City | 036-0534 | Minaminoda 62-1 | Environmental Management Center Kuroishi district | Aomori Prefecture |  | Kuroishi Center | 2 | 120 | 39999.996
1203 | 921 | JP | Mihara City | 723-0061 | 227 Yasakacho | Incineration plant Mihara | Hiroshima Prefecture |  | Incineration Plant Mihara | 2 | 120 | 39999.996
1204 | 924 | JP | Minamiashigara | 250-0131 | 48-1 Uchiyama | Incineration plant Minamiashigara City | Kanagawa prefecture | http://www.city.minamiashigara.kanagawa.jp/index.jsp | Minamiashigara Clean Center | 2 | 120 | 39999.996
1205 | 947 | JP | Motobu Town | 905-0209 | Kitasato 202 | Cleaning facility Nakijin village | Okinawa Prefecture, Kunigami District |  | Okinawa Motobu | 2 | 120 | 39999.996
1206 | 968 | JP | Nagoya |  |  | Nippon Steel Corporation Nagoya Works, DMS Fac. | Aichi Prefecture | http://rlodms.com/v1_1_6/#a01-list-index-page |  | 1 | 120 | 39999.996
1207 | 980 | JP | Namegata | 311-3832 | 3268-14 Aso | City Environmental Beautification Center whereabouts | Ibaraki Prefecture |  | Namegata Whereabouts | 2 | 120 | 39999.996
1208 | 985 | JP | Nasu District, Otawara |  | Wakakusa, 1-1484-2 | Clean Center Otawara Nasu district regional | Tochigi Prefecture |  | Otawara Clean Center | 2 | 120 | 39999.996
1209 | 988 | JP | Natori |  | Higashiminamizawa 114 Medeshimakasashima | Clean Center Natori | Miyagi Prefecture | http://www.watanakyouei.jp/ | Clean Center Natori | 2 | 120 | 39999.996
1210 | 997 | JP | Niigata City - Nishikan | 959-0521 | 12618 Yoroigata | Yoroigata Clean Center, DMS Facility | Niigata Prefecture |  | Yoroigata Clean Center | 2 | 120 | 39999.996
1211 | 1016 | JP | Numata | 378-0033 | 226 Shiraiwamachi | Incineration plant Nika village | Gunma Prefecture |  | Nika village incinerator | 2 | 120 | 39999.996
1212 | 1021 | JP | Ochi | 789-1203 | Hei 2827 Sakawa | Cleaning center high Gohoku | Kochi Prefecture |  | Ochi Clean Center | 2 | 120 | 39999.996
1213 | 1059 | JP | Onomichi | 722-0221 | 1-220-75 Chojabara | Onomichi Clean Center | Hiroshima Prefecture | http://www.city.onomichi.hiroshima.jp | Onomichi Clean Center | 2 | 120 | 39999.996
1214 | 1071 | JP | Osaki City | 989-6233 | Shintakayachi-347 Furukawasakuranome | regional-area Clean Center Osaki Central | Miyagi Prefecture | http://www.osakikoiki.jp/index_gyoumu_info_sisetusyoukai_gomi.html#tyuuou | Osaki Clean Center Central | 2 | 120 | 39999.996
1215 | 1090 | JP | Sabae | 916-0006 | 15-11 Nishibancho | Waste incineration facilities Sabae Clean Center | Fukui Prefecture |  | Sabae Clean Center | 2 | 120 | 39999.996
1216 | 1092 | JP | Sado | 952-1324 | Nakahara 103 | Sado Clean Center | Niigata Prefecture | http://www.city.sado.niigata.jp/admin/org/address/05_01.shtml | Sado Clean Center | 2 | 120 | 39999.996
1217 | 1118 | JP | Saku City | 385-0051 | 2880 Nakagomi | Saku Clean Center | Nagano Prefecture |  | Saku Clean Center | 2 | 120 | 39999.996
1218 | 1127 | JP | Sanyo-Onoda | 756-0817 | 7525-2 Onoda | Environmental Sanitation Center Sanyo Onoda | Yamaguchi Prefecture | http://www.city.sanyo-onoda.lg.jp/soshiki/15/eiseic.html | Sanyo-Onoda Center | 2 | 120 | 39999.996
1219 | 1159 | JP | Shimanto | 786-0066 | 147-1 Soranokawa | Shimanto Clean Center | Kochi Prefecture, Takaoka District |  | Shimanto Clean Center | 2 | 120 | 39999.996
1220 | 1172 | JP | Shirakawa | 961-0023 | 1 Kameishi | Clean Center Nishishirakawa region | Fukushima Prefecture |  | Nishishirakwa Region Center | 2 | 120 | 39999.996
1221 | 1177 | JP | Shizuoka City, | 420-0905 | 1224 Minaminumagami | Numakami incineration plant (ash melting facility) | Shizuoka Prefecture |  | Numakami Melting Fac. | 2 | 120 | 39999.996
1222 | 1221 | JP | Tatsuno | 679-4012 | 513-1 Issaicho Maeji | Clean Center Tatsuno | Hyogo Prefecture | http://www.iryu-eisei.jp/ | Clean Center Tatsuno | 2 | 120 | 39999.996
1223 | 1264 | JP | Tome | 987-0353 | 111-7 Toyosatocho Hirabayashi | Clean Center Tome | Miyagi Prefecture |  | Tome Clean Center | 2 | 120 | 39999.996
1224 | 1269 | JP | Tosa City | 781-1111 | 2290 Kitaji | Kitahara Clean Center | Kochi Prefecture |  | Kitahara Tosa | 2 | 120 | 39999.996
1225 | 1308 | JP | Utsunomiya | 329-1115 | 3435 Shimotawaracho | Cleaning center north of Utsunomiya | Tochigi Prefecture | http://www.city.utsunomiya.tochigi.jp/ | Utsunomiya North | 1 | 120 | 39999.996
1226 | 1311 | JP | Uwajima City | 798-0082 | 2-4-1 Nagabori | Clean Center Uwajima | Ehime Prefecture | http://www.city.uwajima.ehime.jp | Uwajima Clean Center | 2 | 120 | 39999.996
1227 | 1317 | JP | Wako | 351-0111 | 6-17-1 Shimoniikura | Clean Center Wako | Saitama Prefecture |  | Clean Center Wako | 2 | 120 | 39999.996
1228 | 1322 | JP | Yaizu | 425-0054 | 1545-19 Isshiki | Shida regional solid waste disposal facilities | Shizuoka Prefecture | http://www.shida.or.jp/ | Shida Center Yaizu | 1 | 120 | 39999.996
1229 | 1323 | JP | Yamaga | 861-0565 | 1634 Kaomachi Aizato | Clean Center Ueki Yamaga | Kumamoto Prefecture |  | Clean Center Ueki Yamaga | 2 | 120 | 39999.996
1230 | 1348 | JP | Yokote | 013-0008 | Nanokaichi-33 Mutsunari | Eastern Center for Environmental Protection | Akita Prefecture |  | Yokote Eastern Center | 2 | 120 | 39999.996
1231 | 1356 | JP | Yuzawa | 012-1123 | 30 Shimizu River County Ogachi Kaizawa Ugo-machi | Refuse disposal facility Kaizawa regional area Ogachi Yuzawa town | Akita Prefecture |  | Facility Kaizawa Yuzuwa | 2 | 120 | 39999.996
1232 | 1467 | SE | Hässleholm | 281 41 | Tippvägen 7 | Beleverket i Hässelholm | Skane | http://www.hassleholmmiljo.se/ | Beleverket Hässelholm | 1 | 120 | 39999.996
1233 | 1470 | SE | Karlskoga | 691 33 | Värmeverksvägen 10 | Karlskoga Kraftvärmeverk | Örebro län | http://www.karlskogaenergi.se | Karlskoga Werk | 1 | 120 | 39999.996
1234 | 1475 | SE | Köping | 731 98 | Norsavägen 13 | Norsaverket | Västmanlands län | http://www.vafabmiljo.se/ | Norsaverket | 1 | 120 | 39999.996
1235 | 47 | CH | Biel-Bienne | 2503 | Portstrasse 40 | KVA Biel MÜVE | Bern | http://www.mueve.ch/ | KVA Biel Müve | 1 | 118 | 39333.3294
1236 | 922 | JP | Miki City | 673-0402 | 1199 Kasa | Miki City Hall cleaning center | Hyogo Prefecture |  | Miki City Clean Center | 3 | 117 | 38999.9961
1237 | 475 | IT | Arezzo | 52100 | Strada Statale 73 Senese Aretina | AISA s.p.a. | Toscana, AR | www.aisaspa.com | Arezzo | 1 | 114 | 38000
1238 | 1099 | JP | Sagae City | 991-0011 | Hita 232 | Clean Center Sagae | Yamagata Prefecture | http://www.nishimurayama-koiki.jp/ | Sagae Center | 3 | 114 | 37999.9962
1239 | 927 | JP | Minamichita, Chita District | 470-3321 | Kashinoki-77-1 Utsumi | Chita Clean Center Southern town hall Minamichita | Aichi Prefecture |  | Chita clean south Minamichita | 2 | 113 | 37666.6629
1240 | 906 | JP | Makurazaki | 898-0049 | 885 Hinokamimisakicho | Cleaning Center in the South | Kagoshima Prefecture |  | Cleaning Center South | 2 | 112.5 | 37499.9963
1241 | 1265 | JP | Tomioka City | 370-2317 | 187-1 Kamitakao | Cleaning center Tomioka City Hall | Gunma Prefecture | http://www.city.tomioka.lg.jp/ | Tomioka Cleaning Center | 2 | 112.5 | 37499.9963
1242 | 1054 | JP | Omura City | 856-0815 | 1470 Morizonomachi | Omura City Hall Environmental Center | Nagasaki Prefecture |  | Omura City Env. Center | 3 | 111 | 36999.9963
1243 | 903 | JP | Maizuru |  | Mori, 1515 | Cleaning Maizuru I, II | Kyoto Prefecture, | http://www.city.maizuru.kyoto.jp/modules/shiminp/index.php?content_id=229 | Cleaning Maizuru I, II | 2 | 110 | 36666.663
1244 | 1058 | JP | Ono City | 675-1316 | Tenjin-cho 538-1 | Clean Center Ono | Hyogo Prefecture | http://www.city.ono.hyogo.jp/p/1/8/10/23/9/1/ | Clean Center Ono Hyogo | 3 | 110 | 36666.663
1245 | 1103 | JP | Saiki, | 876-0821 | 1-38 Higashihama | Banjo Eco Center | Oita Prefecture |  | Banjo Eco Center | 2 | 110 | 36666.663
1246 | 1122 | JP | Sanmu | 289-1505 | 1149-1 Matsuomachi Kannoo | Refuse disposal facility Yamatake county | Chiba Prefecture |  | Facility Yamatake County | 2 | 110 | 36666.663
1247 | 1162 | JP | Shimosuwa | 393-0000 | 652-4 Sonota suwa-gun | Shimosuwa town cleaning center | Nagano Prefecture |  | Shimosuwa Town Center | 2 | 110 | 37950
1248 | 771 | JP | Kamaishi City | 026-0412 | Dai 2 Chiwari-9-1 Kuribayashicho | Kamaishi City, DMS facility | Iwate Prefecture |  | Kamaishi City Facility | 2 | 109 | 36333.3297
1249 | 283 | ES | Melilla | 52002 | Horcas Doradas C/D, s/n | Remesa | Melilla | http://www.remesa.es | REMESA | 1 | 108 | 33750
1250 | 380 | FR | Pontarlier | 25300 | Rue des Tourbières | Novergie, UIOM DE Pontarlier | 25 Doubs | http://www.novergie.fr | UIOM de Pontarlier | 1 | 108 | 37500
1251 | 902 | JP | Maebashi | 371-0231 | 610 Horikoshimachi | Clean Center Ogo | Gunma Prefecture |  | Ogo Plant | 2 | 108 | 35999.9964
1252 | 1080 | JP | Otsuki |  | 3274 Hatsukarimachi Nakahatsukari | Otsuki plant | Yamanashi prefecture | http://www.otsuki-tsuru.or.jp/ | Otsuki Plant | 2 | 108 | 35999.9964
1253 | 694 | JP | Hitachinaka, | 311-1254 | 10812 Niizutsumi | Cleaning center Nakaminato | Ibaraki Prefecture | http://www.city.hitachinaka.ibaraki.jp/ | Hitachinaka Nakaminato | 2 | 106 | 35333.3298
1254 | 1473 | SE | Kiruna | 981 38 | Värmeverksvägen 12 | Kiruna Värmeverk | Norrbottens län | http://www.tekniskaverkenikiruna.se/ | Värmeverk Kiruna | 2 | 106 | 35333.3298
1255 | 1499 | SL | Celje | 3000 | Kotna ulica | Toplarna Celje, WtE CHP Plant | Savinja region | http://www.rcero-celje.si | Celje WTE | 1 | 105.1051 | 35000
1256 | 783 | JP | Kannami, Tagata District | 419-0101 | 1300-142 Kuwahara | Waste incineration plant Kannami town | Shizuoka Prefecture |  | Kannami Plant | 2 | 105 | 34999.9965
1257 | 837 | JP | Kitakami City | 024-0057 | 2 Chiwari-212 Kamioniyanagi | Kitakami City Hall office cleaning | Iwate Prefecture |  | Kitakami clean Center | 2 | 105 | 34999.9965
1258 | 870 | JP | Kuki, Happou | 340-0201 | 2525 Happou | Happo cleaning center | Saitama Prefecture |  | Kuki Happou | 2 | 105 | 34999.9965
1259 | 928 | JP | Minamisoma City |  | Haramachiku Kamikitatakahira, Higashitakamatsu 37-1 | Center for Clean Haramachi Minamisoma | Fukushima Prefecture |  | Clean Center Minamisoma | 2 | 105 | 34999.9965
1260 | 1052 | JP | Omitama | 319-0106 | 1725-2 Katakura | Minori Clean Center | Ibaraki Prefecture | http://www.city.omitama.lg.jp | Minori Clean Center | 2 | 105 | 34999.9965
1261 | 1117 | JP | Sakegawa Village, Mogami District | 999-5203 | Izumikawamaeyama-2756-27 Kawaguchi | Ekopuraza | Yamagata Prefecture |  | Ekopuraza | 3 | 104 | 34666.6632
1262 | 273 | DK | Vejen | 6600 | Koldingvej 30B | Vejen Kraftvarmeværk | Region Syddanmark | http://www.vejen-varme.dk | Vejen | 1 | 103 | 35535
1263 | 696 | JP | Hitoyoshi | 868-0824 | 1269-1 Akaikemizunashimachi | Cleanplaza Hitoyoshi | Kumamoto Prefecture | http://www.cleanplaza.jp/ | Clean Center Hitoyoshi | 3 | 103 | 34333.3299
1264 | 345 | FR | LE PASSAGE | 47201 | Chemin de Punche, MONBUSQ | Novergie, UIOM D’Agen, SOGAD | 47 Lot-et-Garonne | http://www.novergie.fr/page/groupe/usines/usine.php?id=30 | UIOM d'agen | 1 | 101 | 32000
1265 | 657 | JP | Hashimoto | 649-7207 | 1827-28 Koyaguchicho Ono | Regional waste treatment plant near Hashimoto | Wakayama Prefecture | http://www.hashimoto-kouiki.jp/ | Hashimoto Plant | 2 | 101 | 33666.6633
1266 | 905 | JP | Makinohara | 421-0421 | 6664-3 Hosoe | Extensive facility cleaning center union Makinohara Yoshida | Shizuoka Prefecture | http://www.town.yoshida.shizuoka.jp/ | Yoshida Cleaning Center | 2 | 101 | 33666.6633
1267 | 39 | CA | Charlottetown, PEI | C1A 9M2 | 40 Riverside Dr. | PEI District Energy Heating | Prince Edward Island | http://www.gov.pe.ca | PEI | 3 | 100 | 35000
1268 | 377 | FR | Plouharnel | 56168 | Kerarno | Veolia UIOM DE Plouharnel | 56 Morbihan | http://www.veolia-proprete.fr/ | UIOM de Plouharnel | 1 | 100 | 33600
1269 | 522 | IT | Terni | 05100 | Via Ratini 6 | Termovalorizzatore di Terni | Umbria | http://www.acea.it/section.aspx/it/a_r_i_a_acea_risorse_e_impianti_per_l_ambiente?lang=it | Terni | 2 | 100 | 33333.33
1270 | 558 | JP | Aridagawa, Arida District | 643-0151 | 1552-137 Hasegawa | Clean Center Affairs Association regional areas around Arita | Wakayama Prefecture |  | Arita Clean Center | 2 | 100 | 33333.33
1271 | 586 | JP | Chino City | 391-0216 | 2000-3 Yonezawa | Cleaning center south Suwa | Nagano Prefecture | http://www.chinoshi.net/CNet_HP/user/index.php?secid=100143&pageid=2 | Cleaning Center South Suwa | 2 | 100 | 33333.33
1272 | 695 | JP | Hitachiota City | 313-0008 | 1763 Mashiicho | Hitachiota Cleaning Center | Ibaraki Prefecture | http://www.city.hitachiota.ibaraki.jp/ | Hitachiota Cleaning Center | 2 | 100 | 33333.33
1273 | 809 | JP | Katsuta |  |  | Katsuta Plant | Ibaraki | http://www.hz-inova.com |  | 2 | 100 | 33333.33
1274 | 874 | JP | Kumagaya City | 360-0107 | 9 Sendai | Cleaning center Gangnam area | Saitama Prefecture, | http://www.osato-k.jp/ | Kumagaya Gangnam | 2 | 100 | 33333.33
1275 | 892 | JP | Kyotango | 627-0003, | 908 Mineyamacho Naiki | Clean Center Mineyama Kyotango | Kyoto Prefecture |  | Clean C. Mineyama Kyotango | 4 | 100 | 33333.33
1276 | 943 | JP | Moka | 321-4512 | 365-2 Abeoka | Moka cleaning center | Tochigi Prefecture | http://www.city.moka.tochigi.jp/ | Moka Cleaning Center | 2 | 100 | 33333.33
1277 | 978 | JP | Nakatsu |  | Kakize | Clean Plaza Nakatsu | Oita Prefecture |  | Clean Plaza Nakatsu | 2 | 100 | 33333.33
1278 | 1028 | JP | Ogawara Town, Shibata | 989-1201 | Saginumairi-39-72 Oya | Health Center Okawara | Miyagi Prefecture | http://www.az9.or.jp/eisei/gomi-shisetsu.html | Health Center Okawara | 2 | 100 | 33333.33
1279 | 1050 | JP | Omihachiman |  | Kitatsudacho | Clean Center 2 of Municipal Omihachiman | Shiga Prefecture |  | Omihachiman | 2 | 100 | 33333.33
1280 | 1184 | JP | Sukagawa |  | Morijuku, Biwanokubi43-1 | Waste treatment facilities Sukagawa | Fukushima Prefecture |  | Sukagawa facility | 2 | 100 | 33333.33
1281 | 1194 | JP | Tainai | 959-2608 | 7-123 Tomioka | Nakajo district refuse incineration | Niigata Prefecture |  | Tainai Nakajo Center | 2 | 100 | 33333.33
1282 | 1208 | JP | Takayama |  | Sanfukujimachi, 1800 | Recycling Resource Center Takayama | Gifu Prefecture | http://www.city.takayama.lg.jp/seikatsukankyou/seisoukoujou.htm | Takayama Resource Center | 2 | 100 | 34500
1283 | 1211 | JP | Takizawa Village, Iwate District | 020-0173 | Oishiwatari-332-2 | Takizawa DMS Facility | Iwate Prefecture |  | Takizawa plant | 2 | 100 | 33333.33
1284 | 1218 | JP | Tanabe | 646-0053 | 2291-6 Motomachi | Tanabe waste treatment plant | Wakayama Prefecture | http://www.city.tanabe.lg.jp/ | Tanabe Waste Treatment | 2 | 100 | 33333.33
1285 | 1219 | JP | Tatebayashi City | 374-0043 | 2447-26 Naegicho | Cleaning center Tatebayashi City Hall | Gunma Prefecture |  | Cleaning Center Tatebayashi | 2 | 100 | 33333.33
1286 | 1220 | JP | Tateyama |  | Idenoo, 538 | Cleaning center Tateyama | Chiba Prefecture |  | Cleaning Center Tateyama | 2 | 100 | 33333.33
1287 | 1291 | JP | Tsuruga | 914-0821 | 88-1-2 Kushikawa | Cleaning center Tsuruga | Fukui Prefecture | http://www.city.tsuruga.lg.jp/sypher/www/section/detail.jsp?id=291 | Tsuruga Clean Center | 2 | 100 | 33333.33
1288 | 1334 | JP | Yanagawa | 832-0051 | 1157-1 Tsukudamachi | Yanagawa City Clean Center | Fukuoka Prefecture |  | Yanagawa Clean Center | 2 | 100 | 33333.33
1289 | 638 | JP | Hachioji City | 192-0906 | 596-3 Kitanomachi | Kitano Incineration Plant | Tokyo Prefecture | http://www.city.hachioji.tokyo.jp/shisetsu/kankyo/kitanoseisokojyo/index.html | Kitano Incineration Plant | 1 | 100 | 33333.33
1290 | 1390 | KR | Pangyo |  | 104-1 Pangyo-dong | Pangyone Municipal Refuse Incineration | Gyeonggi-do |  | Pangyo-dong Plant | 2 | 100 | 33333.33
1291 | 1591 | US | Perham, MN | MN 56573 | 201 6th Avenue NE | Perham Resource Recovery Facility (PRRF) | Minnesota , Otter Tail County | http://www.perham.lib.mn.us | Perham PRRF | 2 | 100 | 32000
1292 | 634 | JP | Gotsu City | 699-3161 | 321-1 Namiko | Combustible waste Eco Clean Center Hamada | Shimane Prefecture |  | Hamada Center | 2 | 98 | 32666.6634
1293 | 758 | JP | Joetsu | 942-0036 | 2963 Higashinakajima | Second Clean Center Joetsu | Niigata Prefecture |  | Second Clean Center Joetsu | 2 | 98 | 32666.6634
1294 | 925 | JP | Minamiawaji, Sumoto, | 656-0122 | 1174 Hirotahirota | Clean Center Sumoto | Hyogo Prefecture, Awaji Island |  | Clean Center Sumoto | 2 | 98 | 32666.6634
1295 | 979 | JP | Nakatsugawa | 508-0011 | 2261-6 Komanba | Environmental Center Nakatsugawa | Gifu Prefecture | http://www.city.nakatsugawa.gifu.jp/ | Center Nakatsugawa | 2 | 98 | 32666.6634
1296 | 261 | DK | Middelfart | 5500 | Fynsvej 52 | Vestfyns Forbrændingsanlæg | Region Syddanmark | NO INFO | Vestfyn Middelfart | 2 | 96 | 33120
1297 | 383 | FR | Pontivy | 56300 | ZI le sourn, Rue Charles le Tellier | Tiru, UIOM DE Pontivy | 56 Morbihan | http://www.tiru.fr | UIOM de Pontivy | 1 | 96 | 28000
1298 | 428 | FR | Vitré | 35500 | Rue des Eaux, ZI de la Haie Robert | Novergie Vitré | 35 Ille-et-Vilaine | http://www.novergie.fr/page/groupe/usines/usine.php?id=38 | UIOM de Vitré | 1 | 96 | 32000
1299 | 1318 | JP | Wakuya town, Toda District |  | Sekiyaokina, 291-1 | Eastern Clean Center Osaki regional area | Miyagi Prefecture | http://www.osakikoiki.jp/index_gyoumu_info_sisetusyoukai_gomi.html | Clean Center Osaki East | 2 | 96 | 31999.9968
1300 | 560 | JP | Asahi City | 289-2504 | 5938-1 Ni | City Asahi Clean Center | Chiba Prefecture |  | City Asahi Clean Center | 2 | 95 | 31666.6635
1301 | 1223 | JP | Toba |  |  | Tobashisei Union, DMS Facility | Mie Prefecture | http://rlodms.com/v1_1_6/#a01-list-index-page |  | 2 | 95 | 31666.6635
1302 | 1301 | JP | Uki City | 869-0513 | 1775-3 Matsubasemachi Hagio | Clean Center Uki | Kumamoto Prefecture |  | Clean Center Uki | 2 | 95 | 31666.6635
1303 | 1302 | JP | Uonuma |  | 707-1 Nakajima | Uonuma Eco Plant | Niigata Prefecture | http://www.city.uonuma.niigata.jp/modules/outlinetopic/index.php?content_id=193 | Uonuma Eco Plant | 2 | 95 | 31666.6635
1304 | 488 | IT | Ferrara, Cassana | 44124 | Via Cesara Diana , 44 ZONA P.m.i. | Termovalorizzatore di Ferrara Via Diana | Emilia-Romagna (FE) | http://eng.gruppohera.it/group/business_activities/business_environment/termoval/waste_to_energy_plants_ferrara/ | Termovalorizzatore di Ferrara | 1 | 94 | 31333.3302
1305 | 712 | JP | Iida City | 399-2565 | 2254-47 Kiribayashi | Clean Center Kiribayashi | Nagano Prefecture | http://www.mis.janis.or.jp/~kcc3/ | Clean Center Kiribayashi | 2 | 93 | 30999.9969
1306 | 789 | JP | Kasai City | 675-2343 | 520-4 Nakayamacho | Kasai Clean Center | Hyogo Prefecture | http://www.city.kasai.hyogo.jp/01kura/04koky/01koky15.htm | Kasai Clean Center | 2 | 93 | 30999.9969
1307 | 1185 | JP | Susono | 410-1114 | 215-2 Ohata | Beautification Center Susono | Shizuoka Prefecture | http://www.city.susono.shizuoka.jp/saijiki/index.php | Susono Center | 2 | 93 | 30999.9969
1308 | 1477 | SE | Landskrona - Dammhagen | 261 80 | Förrådsgatan | Hetvattencentralen i Landskrona | Skane | http://www.landskronaenergi.se/om-oss/aktuellt/energiknuten/ | Landskrona | 1 | 91.0811 | 30330
1309 | 313 | FR | Carhaix | 29270 | Site de Kervoazou | Novergie Carhaix | 29 Finistère | http://www.novergie.fr/page/groupe/usines/usine.php?id=6 | Novergie Carhaix | 1 | 90.0901 | 30000
1310 | 443 | GB | Isle of Wight | PO30 5YX | Forrest Road | RRF Isle of Wight | Isle of Wight | http://www.islandwaste.co.uk | Isle of Wight | 1 | 90.0901 | 30000
1311 | 592 | JP | Daigo Town | 319-3523 | 2464 Fukuroda | Environment Center in Daigo-machi | Ibaraki Prefecture |  | Environment Center Daigo | 2 | 90 | 29999.997
1312 | 632 | JP | Gose City | 639-2256 | 293 Kurisaka | Clean center Gose | Nara Prefecture |  | Clean Center Gose | 2 | 90 | 29999.997
1313 | 646 | JP | Hamamatsu City -Hamakita | 434-0013 | 954 Nagashima | Cleaning center Hamakita 1x90 | Shizuoka Prefecture | http://www.city.hamamatsu.shizuoka.jp/ | Hamakita Cleaning Center | 1 | 90 | 29999.997
1314 | 702 | JP | Ibara City | 715-0004 | 2192-1 Kinokocho | Ihara Clean Center | Okayama Prefecture |  | Ihara Clean Center | 2 | 90 | 29999.997
1315 | 826 | JP | Kazuno City | 018-5334 | Towadakemanai, Kakurazaki 26 | Recycling Center | Akita Prefecture |  | Odate Kakurazaki | 2 | 90 | 29999.997
1316 | 838 | JP | Kitakata | 969-4101 | Ninosakayamaotsu-2619-1 Yamatomachi Kofunaji | Yamato Plant Environmental Center | Fukushima Prefecture | http://www.kouiki.kitakata.fukushima.jp/ | Yamato Plant | 2 | 90 | 29999.997
1317 | 1002 | JP | Niiza City |  | Owada, 3-9-1 | West Plant Environmental Center Niiza union Shiki district | Saitama Prefecture |  | Niiza City East Plant | 1 | 90 | 29999.997
1318 | 1003 | JP | Niiza City |  | Owada, 3-9-1 | East Plant Environmental Center Niiza union Shiki district | Saitama Prefecture |  | Niiza City East plant | 1 | 90 | 29999.997
1319 | 1018 | JP | Oarai | 311-1313 | 4287 Naritacho | Mito Union Environment | Ibaraki prefecture |  | Mito Union | 2 | 90 | 29999.997
1320 | 1033 | JP | Oiso Town, Naka District | 259-0103 | Mushikubo 66 | Environmental Beautification Center Oiso town | Kanagawa Prefecture | http://www.city.hiratsuka.kanagawa.jp/kouiki/about/about_03.html | Oiso town Clen Center | 2 | 90 | 29999.997
1321 | 1168 | JP | Shiogama | 985-0006 | ３９−４７ Suginoiriura | Incineration plant Shiogama | Miyagi Prefecture | http://www.city.shiogama.miyagi.jp/ | Incineration Plant Shiogama | 1 | 90 | 29999.997
1322 | 1169 | JP | Shiojiri |  | Kakizawa, 303 | Asahi sanitation union Clean Center Shiojiri | Nagano Prefecture |  | Clean Center Shiojiri | 2 | 90 | 29999.997
1323 | 1174 | JP | Shirosato Town | 311-4314 | 1680 Shimofuruuchi | Environmental Center Johoku | Ibaraki Prefecture, Higashiibaraki District |  | Johoku Center | 2 | 90 | 29999.997
1324 | 1214 | JP | Tamamura town, Sawa District | 370-1104 | 158-1 Kamifukushima | Clean Center Safety Division Tamamura town | Gunma Prefecture |  | Clean Center Tamamura Town | 2 | 90 | 29999.997
1325 | 1231 | JP | Tokai-mura | 319-1112 | 2083 Muramatsu | Cleaning center in Tokai-mura | Ibaraki Prefecture | http://www.vill.tokai.ibaraki.jp/ | Tokai-mura Cleaning Center | 2 | 90 | 29999.997
1326 | 1232 | JP | Tokamachi |  | Ushi, 915-2 | Eco-Clean Center | Niigata Prefecture |  | Tokamachi Center | 2 | 90 | 29999.997
1327 | 1283 | JP | Toyota City | 470-0422 | Okuyama-516-4 Shimokawaguchicho | Fujioka Plant | Aichi Prefecture |  | Toyota City Fuijioka | 1 | 90 | 29999.997
1328 | 1306 | JP | Usa City | 879-0307 | 392-3 Oaza Hamatakei | Waste incineration Usa City | Oita Prefecture |  | Usa city incinerator | 2 | 90 | 29999.997
1329 | 1336 | JP | Yasu | 520-2313 | 3333-2 Oshinohara | Clean Center Yasu | Shiga Prefecture |  | Yasu Clean Center | 2 | 90 | 29999.997
1330 | 1085 | JP | Ozu City | 795-0041 | 1263 Hatakicho | Environmental Center Ozu City | Ehime Prefecture | http://www.city.ozu.ehime.jp/ | Ozy City Clean Center | 2 | 90 | 29999.997
1331 | 1463 | SE | Finspång | 612 44 | Leverstorpsvägen 10 | Finspång Värmeverk | Östergötlands län | http://www.finspang.se | Fjärrvärmeutbyggnaden | 1 | 90 | 30000
1332 | 1533 | US | Almena, WI | WI 54805 | 575 10 1/2 Avenu | Barron County Waste to Energy Facility | Wisconsin | http://barronwi.govoffice3.com | Barron County WtE | 2 | 90 | 30000
1333 | 1010 | JP | Nishiwaki | 677-0012 | 262-1 Tomiyoshi Minamimachi | Union office cleaning northern Harima, Facility | Hyogo Prefecture | http://www.kitaharima-midorien.jp/ | Harima Facility | 2 | 88 | 29333.3304
1334 | 976 | JP | Naka-Kita Sorachi |  |  |  | Hokkaido Prefecture | http://www.hz-inova.com |  | 2 | 86 | 28666.6638
1335 | 300 | FR | Bayonne | 64100 | CIVD des Bacheforès, 62 Chemin de Loustaounaou | UIOM de Bayonne | 64 Pyrénées-Atlantiques |  | UIOM de Bayonne | 2 | 84 | 28000
1336 | 369 | FR | Paillé (Saint-Jean d’Angely) | 17271 | 18 rue de la garenne | Tiru, UIOM DE PAILLÉ | 17 Charente-Maritime | http://www.tiru.fr | UIOM de la Garenne | 1 | 84 | 26000
1337 | 412 | FR | Surgères | 17700 | ZI Ouest | UIOM DE SURGERES | 17 Charente-Maritime | NO INFO | UIOM de Surgeres ? | 1 | 84 | 28000
1338 | 420 | FR | Tronville en Barrois | 55310 | Route Nationale | Novergie Tronville en Barrois | 55 Meuse | http://www.novergie.fr/page/groupe/usines/usine.php?id=32 | Novergie Tronville | 1 | 84 | 30000
1339 | 1056 | JP | Ono City | 912-0011 | 28-1 Minamishinzaike | Ono City clean Center | Fukui Prefecture | http://www.maeda.co.jp | ONO City Clean Center | 2 | 84 | 27999.9972
1340 | 1182 | JP | Sugito Town, Kitakatsushika District | 345-0001 | 577 Kizuuchi | Sugito town center environment | Saitama Prefecture |  | Sugito Town Center Env. | 2 | 84 | 27999.9972
1341 | 1340 | JP | Yawatahama | 796-8035 | 9-40 Wakayama | Southern Environmental Center Yawatahama | Ehime Prefecture |  | South Center Yawatahama | 2 | 84 | 27999.9972
1342 | 1376 | KR | Gwacheon-si |  | 205-1 Galhyeon-dong (177 Gurian-ro) | Gwacheon waste incinerating facility | Gyeonggi-do |  | Gwacheon Facility | 1 | 84 | 28980
1343 | 320 | FR | Chateaudun | 28088 | Route de Sancheville | VonRoll INOVA, UIOM DE Chateaudun | 28 Eure-et-Loir | http://www.sinoe.org:8080/exploitgeneassistee/consultActeurService/consultActeur.php?IDACT=1373 | UIOM de Chateaudun | 1 | 82 | 27333.3306
1344 | 1170 | JP | Shirahama Town | 649-2321 | 749 Horo | Shirahama Cleaning Center | Wakayama Prefecture, Nishimuro District | http://www.town.shirahama.wakayama.jp/ | Shirahama Clean Center | 2 | 82 | 27333.3306
1345 | 1599 | US | Red Wing, MN | MN 55066 | 697-743 E 5th St | Red Wing Resource Recovery Facility | Minnesota | http://www.red-wing.org | Red Wing RRF | 2 | 81 | 27000
1346 | 303 | FR | Bellentre - Valezan | 73210 | RN 90 - Lieu Dit Le Praz | Novergie Bourg St Maurice (Valezan) | 73 Savoie | http://www.novergie.fr/page/groupe/usines/usine.php?id=33 | Novergie Centre Est | 1 | 80 | 24000
1347 | 457 | GB | Shetland Islands, Lerwick | ZE1 0NT | Greenhead, Gremista Road | Lerwick Energy Recovery Plant, SHEAP | Scotland, Shetland Islands | http://www.sheap-ltd.co.uk/ | SHEAP | 1 | 80 | 26000
1348 | 540 | JP | Aki City | 784-0045 | Ioki | Aki melt regional center | Kochi Prefecture |  | Aki City Melt | 2 | 80 | 26666.664
1349 | 569 | JP | Awaji | 656-1726 | 1559-29 Nojimatokiwa | Clean Center Yuhigaoka | Hyogo Prefecture |  | Clean Center Yuhigaoka | 2 | 80 | 26666.664
1350 | 624 | JP | Fukuyama | 720-2111 | Kamigoryo-3000-7 Kannabecho | Clean Center from Shenzhen City Fukuyama | Hiroshima Prefecture |  | Fukuyama Shenzen Center | 2 | 80 | 26666.664
1351 | 656 | JP | Hanyu, | 348-0011 | 1863 Mitakaya | Cleaning center Hanyu City | Saitama Prefecture | http://www.city.hanyu.lg.jp/ | Clean Center Hanyu | 2 | 80 | 26666.664
1352 | 671 | JP | Himeji City | 671-2121 | 803 Yumesakicho Miyaoki | Clean Center Kuresaka | Hyogo Prefecture |  | Himeji Kuresaka | 2 | 80 | 26666.664
1353 | 709 | JP | Ichinoseki | 029-0523 | Minamichoja-101-1 Daitocho Surisawa | Daito cleaning center | Iwate Prefecture | http://www.city.ichinoseki.iwate.jp/kouiki-gyousei/kankyo/index7.html | Daito clean Center | 2 | 80 | 26666.664
1354 | 729 | JP | Isa | 895-2813 | 880-56 Hishikariminamiura | Environmental Management Association Aira north Isa, Miraikan | Kagoshima Prefecture |  | Miraikan | 2 | 80 | 26666.664
1355 | 775 | JP | Kameyama City | 519-0166 | 442 Fukecho | Environmental Engineering Center Kameyama City | Mie Prefecture | http://www.kameyama-eco.jp/ | Kameyama Eco | 2 | 80 | 26666.664
1356 | 891 | JP | Kyotanabe | 610-0331 | 58 Tanabebokedani | Environmental Sanitation Center Kan'nabi Kyotanabe | Kyoto Prefecture |  | Kan'nabi Kyotanabe | 2 | 80 | 26666.664
1357 | 926 | JP | Minamiboso | 299-2215 | 260 Kegiya | Clean Center Otani | Chiba Prefecture |  | Clean Center Otani | 2 | 80 | 26666.664
1358 | 948 | JP | Motomiya | 969-1111 | Sakuta-113 Motomiya | Clean Center Motomiya regional local government union Adachi | Fukushima Prefecture | http://www.union.adachi.lg.jp/environment/clean_center.htm | Clean Center Motomiya | 2 | 80 | 26666.664
1359 | 960 | JP | Nagaoka | 940-0203 | Nirehara 2334 | Nagaoka Tochio Clean Center | Niigata Prefecture |  | Tochio Clean Center | 2 | 80 | 26666.664
1360 | 992 | JP | Nichinan | 887-0023 | Kumayaotsu, 1675-2 | Clean Center Nichinan | Miyazaki Prefecture |  | Clean Center Nichinan | 2 | 80 | 26666.664
1361 | 1037 | JP | Okaya | 394-0091 | Uchiyama 4769-14 | Incineration plant Okaya | Nagano Prefecture |  | Okaya Clean Center | 2 | 80 | 26666.664
1362 | 1110 | JP | Sakado City | 350-0269 | Nissaihanamizuki, 1-5 | Cleaning center west Sakado city | Saitama Prefecture |  | Sakado City West Cl. Center | 2 | 80 | 26666.664
1363 | 1131 | JP | Sasayama |  | Oyamashimo, 68-2 | Cleaning center Sasayama | Hyogo Prefecture, |  | Sasayama Clean Center | 2 | 80 | 26666.664
1364 | 1181 | JP | Sosa, | 289-2152, | 107 Matsuyama | Incineration plant in Matsuyama | Chiba Prefecture |  | Incineration Plant Matsuyama | 2 | 80 | 26666.664
1365 | 1187 | JP | Suwa |  | Kamisuwa, 13338-111 | Cleaning center Suwa (North) | Nagano Prefecture |  | Clean Center Suwa | 2 | 80 | 26666.664
1366 | 1195 | JP | Taiwa, Kurokawa District | 981-3625, | Nekokita-50 Yoshida | Environmental Management Center union Kurokawa | Miyagi Prefecture |  | Environ. Center Kurokawa | 2 | 80 | 26666.664
1367 | 1286 | JP | Tsubame | 959-0213 | 777 Yoshidayoshiei | Union General Secretary-Yahiko, Waste treatment plant | Niigata Prefecture | http://www.tysogo.jp/ | Yahiko Plant | 2 | 80 | 26666.664
1368 | 1351 | JP | Yoro, Yoro District | 503-1277 | 456-313 Ario | Cleaning center Nan'no | Gifu Prefecture |  | Nanno Clean Center | 2 | 80 | 26666.664
1369 | 1124 | JP | Sano | 327-0525 | 3360 Akutocho | Kuzu cleaning center Sano City | Tochigi Prefecture | http://www.city.sano.lg.jp/shisetsu/08/kuzuuseisou.html | Kuzu Clean Center Sano | 2 | 79.5 | 26499.9974
1370 | 375 | FR | Pithiviers | 45252 | ZI D’INDUSPAL | INOVA France, UIOM DE Pithiviers | 45 Loiret |  | UIOM de Pithiviers | 1 | 78 | 26000
1371 | 808 | JP | Katsuragi | 639-2112 | 282 Fuedo | Shinjo Katsuragi City Clean Center | Nara Prefecture | http://www.city.katsuragi.nara.jp/index.cfm/17,2963,80,html | Shinjo Katsuragi Clean Center | 1 | 78 | 25999.9974
1372 | 1287 | JP | Tsubame | 959-0213 | 755 Yoshidayoshiei | Union General Secretary-Yahiko, Fluidized bed furnace Environmental Center | Niigata Prefecture |  | Fluidized bed Furnace | 2 | 78 | 25999.9974
1373 | 359 | FR | Montereau-Fault-Yonne | 77305 | 22 rue grande Haie | Veolia, UIOM Montereau | 77 Seine-et-Marne | http://www.veolia-proprete.fr/ | UIOM de Montereau | 1 | 77 | 25600
1374 | 1474 | SE | Kisa | 590 39 | Karlebyvägen 1 | Tekniska Verken, biowaste | Östergötlands län | http://www.tekniskaverken.se | NO INFO | 1 | 76 | 26220
1375 | 1482 | SE | Mora | 792 36 | Vattugatan 1 | Sita Sverige AB, Mora | Dalarnas län |  | Sita Mora | 1 | 75.6 | 25199.9975
1376 | 576 | JP | Biei Town |  | Dai 5 Shimoubakubetsu | Cleaning center birch | Hokkaido Prefecture | http://www.town.biei.hokkaido.jp/modules/seisou/index.php?content_id=2 | Clean Center Birch | 2 | 75 | 24999.9975
1377 | 601 | JP | Engaru, Monbetsu District | 099-0411 | Mukaiengaru | Cleaning center Engaru | Hokkaido Prefecture |  | clean Center Engaru | 2 | 75 | 24999.9975
1378 | 772 | JP | Kamakura | 247-0052 | 4-1-1 Imaizumi | Clean Center Imaizumi Kamakura City | Kanagawa Prefecture |  | Clean Center Imaizumi | 1 | 75 | 24999.9975
1379 | 942 | JP | Miyazu | 626-0061 | 597 Miyazu | Incineration plant Miyazu City | Kyoto Prefecture | http://www.city.miyazu.kyoto.jp/~kankyou/kankyou/m/sisetu/index.htm | Incineration Plant Miyazu | 2 | 75 | 24999.9975
1380 | 1272 | JP | Tottori City | 689-0357 | 2160 Ketakacho Yakkami | Nagao, clean station Tottori | Tottori Prefecture |  | Nagao Tottoiri | 2 | 75 | 24999.9975
1381 | 1314 | JP | Wajima |  | Mitanimachi, 11 | Clean Center Wajima | Ishikawa prefecture |  | Clean Center Wajima | 2 | 75 | 24999.9975
1382 | 1328 | JP | Yamamoto Town | 989-2202 | Sugida-2-1 Takase | Kyoritsu union center cleaning Watari Natori | Miyagi Prefecture, Watari District | http://www.watanakyouei.jp/ | Watari Natori Clean Center | 2 | 75 | 24999.9975
1383 | 537 | JP | Aira | 899-5201 | 5438-1 Kajikicho Nishibeppu | Aira cleaning center | Kagoshima Prefecture |  | Aira cleaning Center | 2 | 74 | 24666.6642
1384 | 785 | JP | Kanzaki | 842-0202 | 3362-1 Sefurimachi Rokuro | Regional Clean Center Sefuri | Saga Prefecture |  | Regional Clean Center Sefuri | 2 | 74 | 24666.6642
1385 | 1531 | US | Alexandria, MN | MN 56308 | 2110 South Jefferson | Pope-Douglas Solid Waste Resource Recovery Facility | Minnesota | http://www.popedouglasrecycle.com/ | Alexandria MN Incinerator | 2 | 73 | 24186
1386 | 355 | FR | Messanges | 40181 | Z.I. des Terres du Pont Rouge | UIOM DE Messanges | 40 Landes | NO INFO | NO INFO | 1 | 72 | 24000
1387 | 409 | FR | Sens | 89100 | Rue des Longues Raies - Z.I. des Vauguillettes | Veolia, Sens | 89 Yonne | http://www.veolia-proprete.fr/ | Sens | 1 | 72 | 24000
1388 | 416 | FR | Tignes | 73320 | Croisement des Brévières | Veolia, Tignes | 73 Savoie | http://www.veolia-proprete.fr/ | NO INFO | 2 | 72 | 24000
1389 | 511 | IT | Potenza | 85100 | Contrada San Luca Branca | Termovalorizzatore di Potenza | Basilicate, Potenza | http://www.veolia-proprete.com/ | Potenza | 2 | 72 | 23999.9976
1390 | 536 | JP | Ainan | 798-4347 | 1-26 Ohama | Environmental Sanitation Center Ainancho | Ehime Prefecture, Minamiuwa District |  | Ainan Center | 2 | 72 | 23999.9976
1391 | 600 | JP | Ena City |  | Osashimacho Kusumi, 1013 | Ena Eco Center | Gifu Prefecture |  | Ena Eco Center | 1 | 72 | 23999.9976
1392 | 740 | JP | Itako | 311-2434 | 1255 Shimasu | Clean Center Itako | Ibaraki Prefecture |  | Itako Clean Center | 2 | 72 | 23999.9976
1393 | 1407 | KR | Yongin-Suji |  | 1129 Pungdeokcheon 2(i)-dong (15 ) | Environment Centre Suji | Gyeonggi-do |  | Suji-gu Incinerator | 2 | 72 | 23999.9976
1394 | 1559 | US | Fosston, MN | MN 56542 | Industrial Avenue | Polk County Waste-to-Energy Incinerator | Minnesota | http://www.co.polk.mn.us | Polk County Fosston | 2 | 72 | 24000
1395 | 523 | IT | Tolentino, Pollenza | 62029 | Strada Provinciale 92 | Termovalorizzatore di Tolentino_Pollenza | Marche, MC | http://www.cosmari.sinp.net/impianti_smaltimento.htm | Inceneratore di Tolentino | 1 | 70 | 23333.331
1396 | 760 | JP | Kadena, Nakagami District | 904-0201 | 242-1 Kudoku | Center for Environmental Beautification civil service union Hijagawa | Okinawa Prefecture |  | Hijagawa Center Okinawa | 2 | 70 | 23333.331
1397 | 807 | JP | Katori | 289-0407 | 113-1 Nira | Incineration plant cleaning union town Tonosho Katori | Chiba Prefecture |  | Clean Center Tonosho | 2 | 70 | 23333.331
1398 | 919 | JP | Mibu Town, Shimotsuga District | 321-0234 | 1350-3 Hanyuda | Cleaning center Mibu town | Tochigi Prefecture | http://www.town.mibu.tochigi.jp/map/sh12.html | Clean Center Mibu town | 2 | 70 | 23333.331
1399 | 954 | JP | Myoko | 944-0013 | 931-1 Takayanagi | Clean Center Arai | Niigata Prefecture |  | Clean Center Arai | 2 | 70 | 23333.331
1400 | 965 | JP | Nagasu, Tamana District | 869-0303 | 386 Konoha, Gyokuto, | Eastern Environmental Center Ariake | Kumamoto Prefecture | http://portal.kumamoto-net.ne.jp/ariakekouiki/ | Center Ariake | 2 | 70 | 23333.331
1401 | 1233 | JP | Toki |  | Izumichokujiri | Toki Environmental Center | Gifu Prefecture |  | Toki Environmental Center | 3 | 70 | 23333.331
1402 | 1267 | JP | Tonami | 939-1315, | 1873-1 Ota | General waste treatment facility Tonami Clean Center | Toyama Prefecture | http://www.tokouiki.jp/article/shisetu2-s.html | Tonami Clean Center | 2 | 70 | 23333.331
1403 | 1354 | JP | Yugawara Town, Ashigarashimo District | 259-0312 | 2021-95 Yoshihama | Waste incineration facilities Yugawara town | Kanagawa Prefecture | http://www.town.yugawara.kanagawa.jp/life/gomi/eikumi.html | Yugawara Town Cl. Center | 2 | 70 | 23333.331
1404 | 1391 | KR | Seogwipo |  | San 8-1 Saekdal-dong (163 Sallongnam-ro1241beon-gil) | San M Facility | Jeju-do |  | San M Jeju | 1 | 70 | 23333.331
1405 | 779 | JP | Kamogawa | 296-0101 | 2118 Kitakomachi | Center for Clean Environment Division Kamogawa City | Chiba Prefecture |  | Kamogawa Center | 2 | 69 | 22999.9977
1406 | 293 | FR | Amilly | 45200 | 215 rue de Paucourt | Novergie Montargis | 45 Loiret | http://www.novergie.fr/page/groupe/usines/usine.php?id=16 | UIOM de Amilly | 1 | 67 | 22400
1407 | 394 | FR | Saint Benoit la Foret | 37500 | D751, Le Palis | INOVA France, UIOM DE Saint Benoit la Foret | 37 Indre-et-Loire |  | UIOM de Saint Benoit la Foret | 1 | 67 | 22400
1408 | 1268 | JP | Tōon City | 791-0201 | Yamanouchi 662 | Toon City Clean Center | Ehime Prefecture |  | Toon City Clean Center | 2 | 66 | 21999.9978
1409 | 381 | FR | Pontcharra | 38530 | 1293 Avenue Jean François Champollion | UIOM DE Pontcharra | 38 Isère | http://www.idex-groupe.com/metiers/valorisation-des-dechets | UIOM de Pontcharra | 1 | 65 | 21600
1410 | 635 | JP | Gujo | 501-4235 | 148-5 Hachimancho Arisaka | Clean Center Gujo | Gifu Prefecture |  | Clean Center Gujo | 2 | 65 | 21666.6645
1411 | 890 | JP | Kutchan, Abuta District | 044-0083 | 279 Asahi | Cleaning center Kutchan | Hokkaido Prefecture | http://www.town.kutchan.hokkaido.jp | Clean Center Kutchan | 2 | 65 | 21666.6645
1412 | 250 | DK | Hadsund | 9560 | Fabriksvej 1 | Hadsund Bys Fjernvarmeværk | Region Nordjylland | http://www.hdsfv.dk/ | Hadsund Bys | 2 | 62 | 21390
1413 | 575 | JP | Betsukai town |  | 5-13 Betsukai | Regional waste treatment facilities in northern Nemuro | Hokkaido Prefecture | http://nemurohokubu-kouikirengo.jp/blog.php?ID=10 | Not Found | 2 | 62 | 20666.6646
1414 | 1027 | JP | Ogawa, Hiki District | 355-0314, | 1681-2 Nakatsume | Waste incineration union creek district | Saitama Prefecture |  | Ogawa Waste Incineration | 2 | 62 | 20666.6646
1415 | 1425 | NO | Ål | 3570 | Kleivi | Hallingdal Renovasjonsselskap | Buskerud | http://www.hallingdalrenovasjon.no/ | Kleivi | 1 | 60.0601 | 20000
1416 | 203 | DE | Lünen | 44536 | Brunnenstrasse 138 | Remondis Lippewerk | Nordrhein-Westfalen | http://www.remondis-production.de/ | Remondis Lippewerk | 1 | 60.0006 | 20000
1417 | 248 | DK | Grenå | 8500 | Kalorievej 9 | Grenaa Forbrændingsanlæg | Region Midtjylland | http://www.grenaa-varmevaerk.dk/grenaa-forbraending | Grena | 1 | 60 | 20700
1418 | 265 | DK | Rønne | 3700 | Almegårdsvej 8 | Bornholms Affaldsbehandling (BOFA) | Bornholm | http://bofa.dk | BOFA | 1 | 60 | 20700
1419 | 291 | FO | Leirvik (Faerøer) | FO-520 | Hagaleiti | Brennistøðin á Hagaleiti |  | www.irf.fo | Brennistøðin á Hagaleiti | 1 | 60 | 20700
1420 | 292 | FO | Torshavn (Faerøer) | FO-110 | Á Hjalla, 188 Hoyvik | Torshavn Forbrændingsanlæg |  |  | Hjalla Torshavn Faroer | 1 | 60 | 20700
1421 | 326 | FR | Confort-Meilars (Douarnenez) | 29790 | Ménez Gouret | Tiru, Ouest-Cornouaille SITOM | 29 Finistère | http://www.tiru.fr/spip.php?article263&var_recherche=meilars | UIOM Confort Meilars | 1 | 60 | 18000
1422 | 348 | FR | Livet-et-Gavet | 38212 | Avenue de FAUGERAS | Veolia, UIOM DE Livet-et-Gavet | 38 Isère | http://www.veolia-proprete.fr/ | UIOM de Livet | 1 | 60 | 20000
1423 | 606 | JP | Fujimino |  | Oimusashino, 1385 | Cleaning center Oi Fujimino | Saitama Prefecture |  | Fujimino Oi. | 1 | 60 | 19999.998
1424 | 660 | JP | Hatsukaichi | 739-0488 | 1814-24 Ono | Ohno cleaning center Hatsukaichi | Hiroshima Prefecture | http://www.city.hatsukaichi.hiroshima.jp/ | Ohno Clean Center | 2 | 60 | 19999.998
1425 | 666 | JP | Higasiizu |  | Inatori, 3349-1 | East River Eco Clean Center | Shizuoka Prefecture | http://www.town.kawazu.shizuoka.jp/syoukai/map/gomi.htm | Higasiizu Clean Center | 2 | 60 | 19999.998
1426 | 719 | JP | Imari | 848-0142 | 31-4 Kurogawacho Tachime | Environmental Center Imari City | Saga Prefecture |  | Imari Center | 2 | 60 | 19999.998
1427 | 737 | JP | Ishinomaki, Oshika Peninsula | 986-2527 | Kiyosakiyama-1-49 Kugunarihama | Ishinomaki City Clean Center | Miyagi Prefecture | http://www.city.ishinomaki.lg.jp | Ishinomaki Clean Center | 2 | 60 | 19999.998
1428 | 744 | JP | Iwade | 649-6202 | 2273-2 Negoro | Clean Center Iwade | Wakayama Prefecture |  | clean Center Iwade | 2 | 60 | 19999.998
1429 | 805 | JP | Katagami City | 018-1401 | Ofusaki-1 Showaokubo | Katagami City clean center | Akita Prefecture |  | Katagami Clean Center | 2 | 60 | 19999.998
1430 | 829 | JP | Kinokawa City | 649-6621 | Natenishino 108 | Naka City center amenities Kinokawa | Wakayama Prefecture | http://www.city.kinokawa.lg.jp/ | Kinokawa Naka | 2 | 60 | 19999.998
1431 | 834 | JP | Kitaakita, | 018-3333 | Onomiyaushiro-150 Bozawa | Recycling Center Clean Kitaakita | Akita Prefecture | http://www.city.kitaakita.akita.jp/ | Recycling Center Kitaakita | 2 | 60 | 19999.998
1432 | 865 | JP | Kotohira, Nakatado District | 766-0003 | 1050 Gojo | Clean Center Zen terms | Kagawa Prefecture |  | Clean Center Zen | 2 | 60 | 19999.998
1433 | 1024 | JP | Oga city |  | Itahikisawadai-73 Matsukisawa | Clean Center Lake Hachiro | Akita Prefecture | http://www.namahage.ne.jp/~hachirokocc/ | Clean Center lake Hachiro | 2 | 60 | 19999.998
1434 | 1123 | JP | Sannohe, Sannohe District, | 039-0122 | Kamitakamadate-23 Tonai | Clean Center Mito District | Aomori Prefecture |  | Clean Center mito District | 2 | 60 | 19999.998
1435 | 1140 | JP | Seika | 619-0244 | 84 Uchikoshi Koaza Kitainayazuma Oaza Soraku | Dirt processing western union county Sagara, Environmental Center Uchikoshi | Hyogo Prefecture, |  | Uchikoshi Plant | 2 | 60 | 19999.998
1436 | 1166 | JP | Shinshiro, | 441-1322 | Toida-56 Hiyoshi | Clean Center Shinjo City Hall | Aichi Prefecture |  | Shinjo Clean Center | 2 | 60 | 19999.998
1437 | 1192 | JP | Tahara, | 441-3401 | Nigo-2-91 Midorigahama | Tahara Hall Recycling Center | Aichi Prefecture | http://www.gsj-tanseikan.co.jp/ | Tahara Center | 2 | 60 | 19999.998
1438 | 1229 | JP | Tohuko Town | 039-2664 | 72 Otsutomo | Kamikita cleaning center in central | Aomori Prefecture, Kamikita District |  | Kamikita Cleaning Center | 2 | 60 | 19999.998
1439 | 1313 | JP | Uwajima City, Tsushima Town |  | 165-3 Tsushimacho Takata | Tsushima Uwajima City clean center | Ehime Prefecture | http://www.city.uwajima.ehime.jp | Tsushima Uwajima Center | 2 | 60 | 19999.998
1440 | 1333 | JP | Yame | 834-0051 | 532 Tateno | Environmental Center Fukuoka Yame | Fukuoka Prefecture |  | Yame Environmental Center | 2 | 60 | 19999.998
1441 | 721 | JP | Ina Town | 362-0801 | 2005 Kobariuchijuku | Clean Center Ina town | Saitama Prefecture | http://www.town.saitama-ina.lg.jp/sisetu/crean.html | Clean Center Ina Town | 2 | 60 | 19999.998
1442 | 1500 | TH | Panthong, | 20160 | 700/754 Moo 1 Amatanakorn Industrial Estate Panthong | Amata VSPP Project | Chonburi | http://www.pjt.co.th | map-VSPP | 1 | 60 | 19999.998
1443 | 1133 | JP | Sasebo |  | Shimomotoyamacho, 2-1 | Clean ash melting facility west of the city center Sasebo | Nagasaki Prefecture |  | Sasebo Ash melting facility | 2 | 58 | 19333.3314
1444 | 1462 | SE | Eksjö | 575 36 | Telegatan 8 | Eksjö Energi AB | Jönköpings län | http://www.eksjoenergi.se | Eskjo-Energi | 1 | 57.2973 | 19080
1445 | 535 | JP | Aikawa Town |  | 1656-2 Mimase | Aikawa beautification plant | Kanagawa Prefecture |  | Aikawa Center | 2 | 56 | 18666.6648
1446 | 423 | FR | Vernou-en-Sologne | 41271 | Rue de Chambord D60 | SMIEEOM, UIOM DE Vernou-en-Sologne | 41 Loir-et-Cher | http://www.smieeom.fr/ | UIOM de Vernou-en-Sologne | 1 | 55 | 18400
1447 | 986 | JP | Nasukarasuyama | 321-0602, | 444 Ooke | Union center district Minaminasu | Tochigi Prefecture |  | Union c. Minaminasu | 2 | 55 | 18333.3315
1448 | 674 | JP | Himeji-Ieshima | 672-0102 | 2144-18 Ieshimachomiya | Himeji City Center Ieshima | Hyogo Prefecture |  | Himeji Ieshima | 2 | 54 | 17999.9982
1449 | 1087 | JP | Rokkasho, Kamikita District | 039-3212 | Ienoushiro-12-159 Obuchi | Hamanasu clean pair Kamikita | Aomori Prefecture |  | Hamanasu Cl. Kamikita | 2 | 52 | 17333.3316
1450 | 1447 | NO | Trondheim-Ranheim |  |  | Energos Ranheim | SØr-TrØndelag |  | Ranheim plant | 1 | 51.0511 | 17000
1451 | 1300 | JP | Urakawa | 059-3451 | 652-1 Ogifushicho | Urakawa Clean Center | Hokkaido Prefecture |  | Urakawa clean Center | 2 | 51 | 16999.9983
1452 | 534 | JP | Aibetsu Town, Kamikawa district |  | Kanatomi, 1064 | Tomizawa Health Center | Hokkaido Prefecture |  | Tomizawa Center | 2 | 50 | 16666.665
1453 | 675 | JP | Himi | 935-0344 | 5266 Kamiyokawa | Cleaning center western Himi | Toyama Prefecture |  | Western Himi | 1 | 50 | 16666.665
1454 | 898 | JP | Kyowa, Iwanai District | 045-0032, | 745 Oikomi | Union garbage treatment plant and municipal public health Iwanai | Hokkaido Prefecture |  | Iwanai Plant | 1 | 50 | 16666.665
1455 | 909 | JP | Mashiko, Haga District | 321-4106 | 3974 Nanai | Waste treatment plant unions, Haga-gun | Tochigi Prefecture |  | Waste treatment Haga-gun | 2 | 50 | 16666.665
1456 | 930 | JP | Misaki Town, Sennan District | 599-0311 | 1004 Tanagawatanigawa | Human waste disposal center Misaki town | Osaka prefecture |  | Misaki Clean Center | 1 | 50 | 16666.665
1457 | 1004 | JP | Nikko City |  | Machiya, 809-2 | Recycling Center in Nikko | Tochigi Prefecture |  | Recycling Center Nikko | 2 | 50 | 16666.665
1458 | 1015 | JP | Nomi | 923-1213 | Ri-1-1 Tsubonomachi | Nomi Beautification Center | Ishikawa Prefecture |  | Nomi Center | 2 | 50 | 16666.665
1459 | 1030 | JP | Oi, Ashigarakami District | 258-0012, | 540 Yanagi | Beautification Center Eastern Oi union cleaning Ashigara | Kanagawa Prefecture |  | OI Center, Eastern Ashigara | 1 | 50 | 16666.665
1460 | 1031 | JP | Oi, Ashigarakami District | 258-0113 | 3680 Yamakita | Environmental Center Ashigara western town hall Yamakita | Kanagawa Prefecture |  | Yamakita C., West Ashigara | 2 | 50 | 16666.665
1461 | 1060 | JP | Onomichi | 722-0073 | 11098-151 Mukaishimacho | Clean Center Mukojima Onomichi City | Hiroshima Prefecture |  | Mukojima Onomichi | 2 | 50 | 16666.665
1462 | 1155 | JP | Shikoku City | 799-0404 | 4086-1 Kawanoecho | Facility, central Shikoku Kawanoe | Ehime Prefecture | https://www.city.shikokuchuo.ehime.jp | Shikoku Kawanoe | 1 | 50 | 16666.665
1463 | 1179 | JP | Shodoshima | 761-4304 | 1371-1 Murou | Clean Center Shodoshima | Kagawa Prefecture, Shodoshima Island |  | Clean C. Shodoshima Island | 2 | 50 | 16666.665
1464 | 1188 | JP | Suzaka | 382-0000 | Yonago 1218-4 Oaza | Cleaning center Suzaka Nagano | Nagano Prefecture | http://www.city.suzaka.nagano.jp/seikatsu/gomi/seisoucenter/ | Cl. Center Suzaka Nagano | 2 | 50 | 16666.665
1465 | 1266 | JP | Tomisato | 286-0221 | 654 Nanae | Clean Center City Hall Tomisato | Chiba Prefecture |  | Tomisato Clean Center | 2 | 50 | 16666.665
1466 | 1359 | KR | Anseong City |  |  | Anseong Municipal Waste Incineration Plant | Gyeonggi-do | http://www.bseng.co.kr/english/bseng/en_1.htm |  | 1 | 50 | 16666.665
1467 | 1386 | KR | Jinhae |  |  | Jinhae Municipal Waste Incineration Plant | Gyeongsangnam-do |  |  | 1 | 50 | 16666.665
1468 | 1399 | KR | Tongyeong |  |  | Tongyeong Municipal Refuse Incineration | Gyeongsangnam-do |  |  | 1 | 50 | 16666.665
1469 | 267 | DK | Skagen | 9990 | Buttervej 66 | Skagen Forbrænding | Region Nordjylland | http://www.avoe.dk/ | Skagen | 1 | 48 | 16560
1470 | 361 | FR | Mourenx | 64150 | Route Artix | UIOM DE Mourenx | 64 Pyrénées-Atlantiques |  | NO INFO | 1 | 48 | 16000
1471 | 738 | JP | Isumi | 298-0101 | 170 Komatai | Isumi Clean Center | Chiba Prefecture |  | Isumi Clean Center | 2 | 48 | 15999.9984
1472 | 949 | JP | Motoyama town | 781-3608 | 1961 Nagaoka-gun,Kinozu | Cleaning Center North | Kochi Prefecture, |  | Motoyama Center | 1 | 48 | 15999.9984
1473 | 1430 | NO | Finnsnes | 9300 | Botnhågen | Senja Avfall Forbrenningsanlegg | Troms | http://www.senja-avfall.no | Senja Avfall | 1 | 48 | 16000
1474 | 1157 | JP | Shimamoto, Mishima District | 618-0003 | 490 Shakudai | Incineration plant Shimamoto-cho | Osaka Prefecture |  | Incineration Plant Shimamoto | 2 | 46 | 15333.3318
1475 | 776 | JP | Kamifurano Town |  |  | Clean Center for Kamifurano | Hokkaido Prefecture | http://www.town.kamifurano.hokkaido.jp/index.php?id=911 | Kamifurano Plant | 2 | 45 | 14999.9985
1476 | 1082 | JP | Owase |  | Minamiura, 3287 | Incineration plant Owase | Mie Prefecture | http://www.city.owase.lg.jp/contents_detail.php?co=kak&frmId=829 | Incineration Plant Owase | 2 | 45 | 14999.9985
1477 | 1436 | NO | NærbØ - Hå | 4365 | Grødaland | Grødaland Energisentral | Rogaland |  | NO INFO | 1 | 44.7447 | 14900
1478 | 835 | JP | Kitahiroshima | 731-1513 | 1080-18 Kawai | Regional center clean Geihoku | Hiroshima Prefecture |  | Geihoku Center | 2 | 44 | 14666.6652
1479 | 717 | JP | Imabari | 794-2203 | 6533 Miyakubocho Miyakubo | Oshima Clean Center | Ehime Prefecture | http://www.city.imabari.ehime.jp/clean/ | Miyakubo | 1 | 42 | 13999.9986
1480 | 515 | IT | Roma | 00166 | Via Malagrotta | Inceneritore di Malagrotta | Lazio | http://www.colari.it | Malagrotta | 1 | 40 | 14600
1481 | 645 | JP | Hamamatsu City -Hamakita | 434-0013 | 954 Nagashima | Cleaning center Hamakita 2x20 | Shizuoka Prefecture | http://www.city.hamamatsu.shizuoka.jp/ | Hamakita Cleaning Center | 2 | 40 | 13333.332
1482 | 661 | JP | Hayama | 240-0112, | 2286 Horiuchi | Clean Center Hayama town | Kanagawa Prefecture |  | Clean Center Hayama Town | 2 | 40 | 13333.332
1483 | 739 | JP | Isumi | 298-0005 | 24-5 Nitta | Ohara, Isumi City Hall Clean Center | Chiba Prefecture |  | Ohara Clean Center Isumi | 1 | 40 | 13333.332
1484 | 817 | JP | Kawajima, Hiki District | 350-0146 | 370 Mageshi | Environmental Center Kawashima town | Saitama Prefecture |  | Environmetal Center Kawajima | 2 | 40 | 13333.332
1485 | 825 | JP | Kazo City | 349-1147 | Kitaokuwa 1870 | Center for Clean Otone | Saitama Prefecture | http://www.city.kazo.lg.jp/ | Clean Center Otone | 2 | 40 | 13333.332
1486 | 967 | JP | Nago City | 905-0006 | 1710-3 Umusa | Environmental Center Nago City | Okinawa Prefecture |  | Center Nago | 2 | 40 | 13333.332
1487 | 1014 | JP | Noda City | 270-0221 | 1940-1 Kobuuchi | Clean Center Sekiyado Noda City | Chiba Prefecture |  | Clean Center Sekiyado | 2 | 40 | 13333.332
1488 | 1072 | JP | Osaki City |  | Kamimiyaogurosakimae | Clean Center Tamatsukuri western regional Osaki | Miyagi Prefecture | http://www.osakikoiki.jp/index_gyoumu_info_sisetusyoukai_gomi.html | Osaki Clean Center West | 2 | 40 | 13333.332
1489 | 1091 | JP | Sado | 952-3421 | 1891 Agata | Clean Center Ryotsu | Niigata Prefecture | http://www.city.sado.niigata.jp/admin/org/address/05_01.shtml | Clean Center Ryotsu | 2 | 40 | 13333.332
1490 | 1094 | JP | Sado | 952-0603 | 163-2 Ogikinoura | Clean Center South Sado | Niigata Prefecture |  | Clean Center South Sado | 2 | 40 | 13333.332
1491 | 1163 | JP | Shimotsuke, | 329-0412 | 267-6 Shiba | Cleaning northern regional health center union Koyama | Tochigi Prefecture |  | Union Koyama North C. | 2 | 40 | 13333.332
1492 | 1217 | JP | Tamura District, Miharu | 963-7782 | Hosouchi-1 Tomizawa | Tamura Western Environment Centre | Fukishima Prefecture |  | Tamura West Center | 1 | 40 | 13333.332
1493 | 1137 | JP | Satsuma Town | 895-1817 | 2734-8 Yuda | Satsuma-cho Clean Center | Kagoshima Prefecture |  | Satsuma Clean Center | 2 | 40 | 13333.332
1494 | 1410 | MT | Marsa, Malta |  | Triq Il Biccerija | WasteServ Malta Ltd Incinerator | Malta | http://www.wasteservmalta.com | Waste serve Malta | 1 | 40 | 13000
1495 | 1049 | JP | Okutama Town | 198-0213 | 850-1 Unazawa | Okutama Municipal Clean Center | Tokyo Prefecture, Nishitama District |  | Okutama Clean Center | 1 | 39 | 12999.9987
1496 | 1165 | JP | Shinhidaka, Hidaka District | 056-0011 | 169 Shizunaimauta | Environmental Center Central Hidaka | Hokkaido Prefecture |  | Center for Central Hidaka | 2 | 38 | 12666.6654
1497 | 680 | JP | Hiranai town | 039-3321 | Sotonosawa-56-10 Kominato | Waste disposal facility Hiranai town | Aomori Prefecture |  | Waste disp. Hiranai | 1 | 37 | 12333.3321
1498 | 393 | FR | Saint Barthelemy | 97123 | LES CHAUX, ROUTE DEPARTEMENTALE 16 | Tiru, UIOM DE Saint Barthelemy | 97 DOM | http://www.tiru.fr | UIOM de Daint Barthelemy | 1 | 36 | 7500
1499 | 480 | IT | Castelnuovo Garfagnana | 55032 | Loc. Belvedere | L’inceneritore di Belvedere | Toscana, Lucca | http://www.severaspa.it | Belvedere | 1 | 36 | 11999.9988
1500 | 516 | IT | Rufina, Pontassieve | 50068 | SS 67, Tosco Romagnola, km 103.700 | AER/Tiru Rufina, Pontassieve | Toscana, Firenze | http://www.tiru.fr/spip.php?article280 | Rufina Pontassieve | 1 | 36 | 10000
1501 | 550 | JP | Amakusa | 863-1721 | 20-2 Oniki-Cho | Clean Center Ushibuka | Kumamoto Prefecture, Shimoshima Island |  | Amakusa Ushibuka Center | 2 | 36 | 11999.9988
1502 | 597 | JP | Ebino | 889-4312 | 1040 Sakamoto | Beautification Center Ebino | Miyazaki Prefecture |  | Ebino Cleaning Center | 2 | 36 | 11999.9988
1503 | 649 | JP | Hamamatsu City - Tenryu | 431-3752 | 558-3 Ogawa | Tenryu ward garbage processing plant | Shizuoka Prefecture | http://www.city.hamamatsu.shizuoka.jp/ | Hamamatsy Tenryu Plant | 2 | 36 | 11999.9988
1504 | 1324 | JP | Yamagata | 501-2321 | 2457 Taniai | Yamagata City Clean Center | Gifu Prefecture |  | Yamagata Clean Center Gifu | 2 | 36 | 11999.9988
1505 | 810 | JP | Katsuura | 299-5226 | 1936-18 Kushihama | Cleaning center Katsuura City | Chiba Prefecture |  | Cleaning Center Katsuura | 1 | 35 | 11666.6655
1506 | 1098 | JP | Saga City |  | Kawasoemachi Oaza Inuido, 5727 | Cleaning center Higashiyoka-Kawazoe | Saga Prefecture |  | Saga city Kawazoe | 2 | 35 | 11666.6655
1507 | 716 | JP | Imabari | 794-1304 | 1805 Omishimacho Miyaura | Clean Center Branch Omishima Island Imabari City | Ehime Prefecture | http://www.city.imabari.ehime.jp/clean/ | Omishima Island Imabari Cl. C. | 1 | 33 | 10999.9989
1508 | 1055 | JP | Onjuku, Isumi District | 299-5102 | 1041 Kubo | Cleaning center town hall Onjuku | Chiba Prefecture |  | Cleaning Center Onjuku | 1 | 33 | 10999.9989
1509 | 883 | JP | Kure City, Kurahashi Island | 737-1217 | 1-5-25 Ondocho Tonoko | Supplementary Environmental Beautification Center Sun | Hiroshima Prefecture |  | Kure Center Sun | 2 | 31 | 10333.3323
1510 | 1296 | JP | Uchiko | 791-3351 | 297 Iyoki | Clean Center Uchiyama Uchiko | Ehime Prefecture Kita District, |  | Uchiko Clean Center | 2 | 31 | 10333.3323
1511 | 1442 | NO | Rakkestad | 1890 | Grenseveien 9 | Rakkestad varmesentral | Østfold | http://www.ostfoldenergi.no | Ostfold Energi Rakkestad | 1 | 30.03 | 10000
1512 | 599 | JP | Echizen | 915-1221 | 86-28 Kotogaharacho | Second union cleaning centyer Nanyue | Fukui Prefecture | http://www.nanetsuseisou.or.jp/ | Clean Center Nanyue 2 | 1 | 30 | 9999.999
1513 | 748 | JP | Iwamizawa |  | 5 499 Hinodecho | Incineration facility Iwamizawa | Hokkaido Prefecture | http://www.city.iwamizawa.hokkaido.jp/ | Hinodecho waste | 2 | 30 | 9999.999
1514 | 777 | JP | Kamijima Town | 794-2513 | 88 Yugeotani | Clean Center Ueshima town | Ehime Prefecture, Ochi District, |  | Yugo Island Incinerator | 1 | 30 | 9999.999
1515 | 844 | JP | Kiyosato, Shari District | 099-4126 | 4 Ikushinakita | Shari cleaning center | Hokkaido Prefecture |  | Shari Clean Center | 1 | 30 | 9999.999
1516 | 871 | JP | Kuki | 346-0103 | 2770-1 Shobuchodai | Cleaning center Iris | Saitama Prefecture |  | Cleaning Center Iris | 2 | 30 | 9999.999
1517 | 907 | JP | Maniwa | 719-3211 | 290 Kashinishi | Clean Center Maniwa Maniwa City | Okayama Prefecture |  | Maniwa Clean Center | 2 | 30 | 9999.999
1518 | 1031 | JP | Oishida Town, Mogami district | 999-4604 | Horiuchi 1092 | Center for Environmental Partnership Oishida town Obanazawa | Yamagata Prefecture |  | Oishida town Center | 1 | 30 | 9999.999
1519 | 1141 | JP | Seiyo City | 797-1212 | 3-595 Nomuracho Nomura | Seiyo City Nomura Clean Center | Ehime Prefecture |  | Seiyo City Clean Center | 1 | 30 | 9999.999
1520 | 1191 | JP | Tadaoka, Senboku District | 595-0814 | 2-5-46 Niihama | Clean Center town hall Tadaoka | Osaka Prefecture |  | Tadeoka Clean Center | 1 | 30 | 9999.999
1521 | 1212 | JP | Taku City | 846-0002 | 4368-3 Kitatakumachi Oaza Kosamurai | Taku cleaning center city | Saga Prefecture |  | Taku Center | 1 | 30 | 9999.999
1522 | 1216 | JP | Tamura District | 963-3603 | Yadaijin-48-29 Takinemachi Hirose | Eastern Environmental Center Tamura | Fukishima Prefecture |  | Eastern CenterTamura | 2 | 30 | 9999.999
1523 | 683 | JP | Hiroo, Hiroo District, | 089-2446 | 760-3 Monbetsu | Environmental Sanitation Center South Tokachi | Hokkaido Prefecture |  | Center South Tokachi | 2 | 28 | 9333.3324
1524 | 1297 | JP | Uda | 633-2126 | 1820 Oudaiwashimizu | Clean Center Uda | Nara Prefecture |  | Clean Center Uda | 2 | 28 | 9333.3324
1525 | 1210 | JP | Takinoue |  | Takinouegenya | Clean Center | Hokkaido Prefecture |  | Takinoue | 2 | 27 | 8999.9991
1526 | 1332 | JP | Yamanaka |  |  |  | Ishikawa Prefecture | http://www.hz-inova.com |  | 2 | 26 | 8666.6658
1527 | 470 | IS | Isafjordur |  |  | Funi Waste Management Company | North West Iceland |  |  | 1 | 25 | 3500
1528 | 571 | JP | Ayabe City | 623-0032 | Shichiyama-110-10 Nodacho | Waste incineration plant Ayabe | Kyoto Prefecture |  | Waste incinerator Ayabe | 1 | 25 | 8333.3325
1529 | 754 | JP | Izu |  | Kashiwakubo, 68-1 | Cleaning center Izu | Shizuoka Prefecture |  | Clean Center Izu | 1 | 25 | 8333.3325
1530 | 863 | JP | Kosai |  | Araicho Uchiyama, 931 | Waste incineration plant Kosai new house | Shizuoka Prefecture |  | Kosai new house | 2 | 25 | 8333.3325
1531 | 897 | JP | Kyoto-Yamashina | 607-8461 | 19-3 Kamikazanasahiyamacho | Kyoto Yamashina | Kyoto Prefecture |  | Kyoto Yamashina | 2 | 25 | 8333.3325
1532 | 900 | JP | Maebashi | 371-0004 | 265 Kameizumimachi | Incineration plant Kameizumi | Gunma Prefecture | http://www.city.maebashi.gunma.jp/ | Kameizumi | 1 | 25 | 8333.3325
1533 | 966 | JP | Nagasu, Tamana District | 869-0111 | 42-1 Meishihama | Clean Park Five | Kumamoto Prefecture |  | Clean Park Five Nagasu | 2 | 25 | 8333.3325
1534 | 1096 | JP | Saga City |  | Yamatocho Oaza Matsuse, 4304 | Yamato Clean Center | Saga Prefecture |  | Saga city Yamato | 2 | 25 | 8333.3325
1535 | 1146 | JP | Setana Town, Kitahiyama district | 049-4516 | Kyowa 120-2 | Waste incineration treatment facilities Hiyama | Hokkaido Prefecture |  | Hiyama Waste Treatment | 2 | 25 | 8333.3325
1536 | 298 | FR | Aurillac | 15000 | 19 rue du Docteur Mallet | Veolia, UIOM d'Aurillac | 15 Cantal | http://www.veolia-proprete.fr/images/veolia/media/departements-ara | NO INFO | 1 | 24 | 7999.9992
1537 | 559 | JP | Arita, Nishimatsuura District | 849-4164 | Ko-1293-72 Hotokenohara | Clean Center Arita-cho | Saga Prefecture |  | Clean Center Arita | 2 | 24 | 7999.9992
1538 | 920 | JP | Mifune | 861-3206 | 1408 Hetami | Mifune incineration plant | Kumamoto Prefecture | http://www5.ocn.ne.jp/~clean/ | Mifune Plant | 2 | 24 | 7999.9992
1539 | 1048 | JP | Okushiri | 043-1522 | 414 Tomisato | Incineration facilities Okushiri town | Hokkaido Prefecture |  | Okushiri Town Facility | 2 | 24 | 7999.9992
1540 | 404 | FR | Salins-les-Thermes | 73600 | Route de la Rageat, Villarlurin | Novergie, Moutiers | 73 Savoie | NO INFO | NO INFO | 1 | 23 | 7600
1541 | 650 | JP | Hamatonbetsu Town, Esashi District | 098-5761 | 2-13 Chifuku | Waste processing facility south Soya Hamatonbetsu town | Hokkaido Prefecture |  | Faclity south Soya | 2 | 22 | 7333.3326
1542 | 1047 | JP | Okinoerabu, Wadomari, Oshima District | 891-9136 | 1144 Sena | Clean Center Okinoerabu | Kagoshima Prefecture, Okinoerabu Island, |  | Okinoerabu Clean Center | 2 | 22 | 7333.3326
1543 | 1073 | JP | Oshima Town |  |  | Oshima Municipal Nomashi Incineration Plant | Tokyo Prefecture, Oshima Island | http://www.town.oshima.tokyo.jp/index.html | NO INFO | 2 | 22 | 7333.3326
1544 | 989 | JP | Nayoro | 096-0065 | 140-1 Ohashi | General waste treatment facility Nayoro | Hokkaido Prefecture |  | Nayoro Facility | 1 | 20 | 6666.666
1545 | 1180 | JP | Soraku District | 619-1226 | Amatsutsumi-18-1 Shimojima | Clean Center Eastern Sagara | Kyoto Prefecture |  | Clean Center Eastern Sagara | 2 | 20 | 6666.666
1546 | 1312 | JP | Uwajima City, Yoshida Town |  | Tsuruma 1245 | General waste incineration facility in Yoshida-cho | Ehime Prefecture | http://www.city.uwajima.ehime.jp | Yoshida Uwajama | 1 | 20 | 6666.666
1547 | 1226 | JP | Toei, Kitashitara District, |  | Kobayashinakada-140 Furikusa, | Clean Center Nakata | Aichi Prefecture |  | Clean Center Nakata | 2 | 20 | 6666.666
1548 | 1388 | KR | Okcheon |  |  | Okcheon Waste Incineration Plant | Chungcheongbuk-do |  |  | 1 | 20 | 6666.666
1549 | 1406 | KR | Yeonggwang (Jeonggwan-myeon) |  | San 222-3 Yerim-ri | Busan Environmental Corporation Yeonggwang, Waste Incineration Plant | Busan |  | Yeonggwang | 1 | 20 | 6666.666
1550 | 549 | JP | Amakusa | 863-2805 | 4001-22 Amakusamachi Takahamakita | Clean Center Amakusa west | Kumamoto Prefecture, Shimoshima Island |  | Amakusa West Center | 2 | 18 | 5999.9994
1551 | 1186 | JP | Suttsu Town | 048-0403 | 57-1 Masadomari | Sanitation union Shiribeshi Southern | Hokkaido Prefecture |  | Shiribeshi South Center | 1 | 18 | 5999.9994
1552 | 641 | JP | Hachijo Village, Izu Islands | 100-1401 | 4341-1 Okago | Hachijo Municipal Clean Center | Tokyo Prefecture |  | Haichijo village Cl. Center | 2 | 17 | 5666.6661
1553 | 545 | JP | Akkeshi, Akkeshi District, | 088-1140 | 34 San'nushi | Treatment Plant Waste incineration town Akkeshi | Hokkaido Prefecture | http://www.akkeshi-town.jp/shisetsu/haikibutsu/1 | Akkeshi Plant | 2 | 16 | 5333.3328
1554 | 799 | JP | Kasuga |  |  | Kasuga Plant | Fukuoka Prefecture | http://www.hz-inova.com |  | 2 | 16 | 5333.3328
1555 | 659 | JP | Hatsukaichi | 738-0223 | 524 Asahara | Clean Center Saeki Hatsukaichi | Hiroshima Prefecture | http://www.city.hatsukaichi.hiroshima.jp/ | Saeki Clean Center | 2 | 15 | 4999.9995
1556 | 749 | JP | Iwamizawa |  |  | Incineration facility Kitamura | Hokkaido Prefecture | http://www.city.iwamizawa.hokkaido.jp/ |  | 1 | 15 | 4999.9995
1557 | 778 | JP | Kamishihoro, Kato District | 080-1408 | 214 Kamishihoro Nishi 1 Sen | Incineration plant two towns north Tokachi | Hokkaido Prefecture |  | 2 Town north tokachi | 1 | 15 | 4999.9995
1558 | 878 | JP | Kunigami, Kunigami District | 905-1411 | 479-1 Hentona | Environmental center Kunigami | Okinawa Prefecture |  | Kunigami Center | 2 | 15 | 4999.9995
1559 | 1000 | JP | Niijima Village |  |  | Niijima Municipal Waste Incineration Plant | Tokyo Prefecture | http://www.niijima.com/ | NO INFO | 2 | 15 | 4999.9995
1560 | 1160 | JP | Shimizu, Kamikawa District | 089-0356 | 83-8 Haobi | Cleaning center Shimizu-cho | Hokkaido Prefecture |  | Shimizu Cleaning Center | 1 | 15 | 4999.9995
1561 | 1093 | JP | Sado | 952-3435 | 925-1 Okawa Ryotsu | Solidified ash melting facility | Niigata Prefecture | http://www.city.sado.niigata.jp/admin/org/address/05_01.shtml | Sado Ash Melting | 1 | 14.5 | 4833.3328
1562 | 1427 | NO | Alta |  |  | Finnmark Miljøvarme AS Alta | Finnmark | http://finnmarkmiljovarme.no/ | NO INFO | 1 | 13.8138 | 4600
1563 | 1149 | JP | Shibecha Town, Kawakami District | 088-2311 | 9-21 Kaiun | Clean Center Shibecha | Hokkaido Prefecture |  | Clean Center Shibecha | 1 | 13.44 | 4479.9996
1564 | 866 | JP | Kōzushima Village |  |  | Kōzushima Municipal Sanitation Center | Tokyo Prefecture | http://vill.kouzushima.tokyo.jp/ | NO INFO | 1 | 13 | 4333.3329
1565 | 705 | JP | Ichijima, Tanba City | 669-4316 | 1052 Ichijimacho Iwato | Satsuki Clean Center garden Ichishima Tamba city | Hyogo Prefecture, | http://www.city.tamba.hyogo.jp/ | Ichijima | 2 | 12 | 3999.9996
1566 | 1167 | JP | Shintoku town |  | Tokachi National Hwy | General waste intermediate treatment facilities Shintoku town | Hokkaido Prefecture |  | Shintoku Town facility | 1 | 12 | 3999.9996
1567 | 1171 | JP | Shirahama Town |  | Hioki 2119 | Waste incineration plant Hikigawa | Wakayama Prefecture | http://www.town.shirahama.wakayama.jp/seikatukankyo/hikisyoukyakuzyou.html | No Info | 2 | 12 | 3999.9996
1568 | 444 | GB | Isles of Scilly, Porthmellon |  |  | St Mary Porthmellon waste incinerator | Isles of Scilly | http://www.scilly.gov.uk/ |  | 1 | 10.5105 | 3500
1569 | 602 | JP | Erimo Town, Horoizumi-gun |  | Utabetsu, 286 | Erimo town center cleaning | Hokkaido Prefecture |  | Erimo Town Cleaning | 1 | 10 | 3333.333
1570 | 763 | JP | Kagamino, Tomata District | 708-0421 | 523-3 Izaka | Clean Center Nothern town Kagamino | Okayama Prefecture |  | Kagamino Center | 1 | 10 | 3333.333
1571 | 1120 | JP | Samani Town, Samani District | 058-0031 | 343-1 Nishisamani | Clean Center Samani-cho | Hokkaido Prefecture |  | Clean Center Samani | 1 | 10 | 3333.333
1572 | 1556 | US | Fairbanks, AK |  |  | Eielson Air Force Base | Alaska |  | Eielson AFB | 5 | 10 | 3450
1573 | 1433 | NO | Karasjok |  |  | Finnmark Miljøvarme AS Karasjok | Finnmark | http://finnmarkmiljovarme.no/ | NO INFO | 1 | 9.1171 | 3036
1574 | 1435 | NO | Lakselv | 9700 | Laatasveien 84 | Finnmark Miljøvarme AS Lakselv | Finnmark | http://finnmarkmiljovarme.no/ | Finnmarkvarme Lakselv | 1 | 9.1171 | 3036
1575 | 1428 | NO | Årdal |  |  | Årdal Avfallsforbrenningsvirksomhet | Sogn og Fjordane |  | NO INFO | 1 | 9.009 | 3000
1576 | 1097 | JP | Saga City | 840-0511 | 1536-1 Fujicho Oaza Kamabaru | Fuji Clean Center Saga | Saga Prefecture |  | Saga city Fuji Center | 1 | 8 | 2666.6664
1577 | 1134 | JP | Sasebo, Ukishima Island |  | 5270 Ukumachitaira | Cleaning center Island | Nagasaki Prefecture |  | Sasebo Ukushima | 1 | 8 | 2666.6664
1578 | 788 | JP | Kariya |  | Aizumacho, 2-26-2 | Cleaning center Kariya | Aichi Prefecture |  | Kariya Clean Center 2 | 1 | 7.8 | 2599.9997
1579 | 710 | JP | Ie Island, Kunigami District | 905-0501 | 2788 Higashieue | E & C Center | Okinawa Prefecture |  | Ie island E&C Center | 1 | 7 | 2333.3331
1580 | 937 | JP | Miyake Village, Miyake Island | 100-1103 | 103 valley village months Miyake | Miyake Municipal Clean Center | Tokyo Prefecture |  | NO INFO | 1 | 7 | 2333.3331
1581 | 619 | JP | Fukuoka-Nishi |  | 744-3 Genkaishima | Incineration Genkaijima Fukuoka | Fukuoka Prefecture | http://www.city.fukuoka.lg.jp/ | Fukuoka Genkaishima | 1 | 6 | 1999.9998
1582 | 1084 | JP | Ozora, Abashiri District | 099-3244 | 780-2 Higashimokoto | General waste incineration facility Higashimokoto | Hokkaido Prefecture |  | Higashimokoto Facility | 1 | 6 | 1999.9998
1583 | 1193 | JP | Tahara | 441-3502 | Nishiyama-1-68 Akabanecho | Environmental Center Akabane Tahara | Aichi Prefecture |  | Tahara Akabane Center | 1 | 5 | 1666.6665
1584 | 1026 | JP | Ogasawara Village |  |  | Chichijima Clean Center | Tokyo Prefecture | http://www.vill.ogasawara.tokyo.jp/ |  | 1 | 4.6 | 1533.3332
1585 | 1001 | JP | Niijima Village |  |  | Niijima Municipal Shikinejima Clean Center | Tokyo Prefecture | http://www.niijima.com/ | NO INFO | 1 | 4 | 1333.3332
1586 | 711 | JP | Iheya Island, Shimajiri District | 905-0701 | 3225 Dana | Clean Center Village Iheya | Okinawa Prefecture |  | Iheya Island Center | 1 | 3 | 999.9999
1587 | 1270 | JP | Toshima Village |  |  | Toshima Municipal Sanitation Center | Tokyo Prefecture | http://www.toshimamura.org/ | NO INFO | 1 | 2.5 | 833.3333
1588 | 923 | JP | Mikurajima Village |  |  | Mikurajima Municipal Refuse Incineration Plant | Tokyo Prefecture | http://www.mikurasima.jp/ | NO INFO | 1 | 2 | 666.6666
1589 | 29 | BE | Sint-Niklaas | 9100 | Vlyminckshoek 12 | Intercomm. Huisvuilverwerking Midden-Waasland C.V | Vlaanderen, Regio Midden-Waasland | www.mi-wa.be |  | 0 | 0 | 0
1590 | 42 | CA | Vancouver, BC |  |  |  | British Columbia, Greater Vancouver |  |  | 0 | 0 | 0
1591 | 88 | CN | Dongguan City |  |  | CGL-Poly Dongguan Incineration Plant | Guangdong | http://www.gcl-poly.com.hk |  | 0 | 0 | 0
1592 | 95 | CN | Haining City |  | Jing Quan Lu | Hanyang Municipal Solid Waste Incineration | Zhejiang |  | Haining City WTE | 0 | 0 | 0
1593 | 104 | CN | Jingzhou City |  |  | Mizuda, Jimei Thermal Power | Hubei | http://www.mizuda.com |  | 0 | 0 | 0
1594 | 123 | CN | Taicang |  |  | GCL-Poly, Taicang Incineration Plant | Jiangsu | http://www.gcl-poly.com.hk |  | 0 | 0 | 0
1595 | 288 | FI | Turku | 20380 | Polttolaitoksenkatu 13 | Orikedon Jätteenpolttolaitos |  |  |  | 0 | 0 | 0
1596 | 450 | GB | North Hykeham |  | Whisby Road | British Waste Recycling Group (WRG) | Lincolnshire | http://www.wrg.co.uk | Lincoln ERF | 0 | 0 | 0
1597 | 471 | IS | Kirkjubæjarklaustur |  | Klausturvegur | Kirkjubæjarklaustur Sportcenter | South Iceland | http://www.klaustur.is | Klaustur South Iceland | 1 | 0 | 0
1598 | 472 | IS | Svinafell |  | 785 Fagurholsmyri | Svinafell campground incinerator | Skaftafell National Park |  | Svinafell Incinerator | 1 | 0 | 0
1599 | 473 | IS | Vestmannaeyjar |  | Eldfellsvegur | Heimaey Incinerator Plant | Vestmannaeyjar |  | Heimaey Incinerator | 1 | 0 | 0
1600 | 498 | IT | Mergozzo | 28028 | LOC. PRATO MICHELACCIO- Mergozzo | Mergozzo | Piemonte, VB |  | Mergozzo | 0 | 0 | 0
1601 | 505 | IT | Parma | 43122 | Strada della Lupa, 9-11 | Inceneritore di Parma | Emilia-Romagna, PR | NO INFO | Inceneratore di Parma | 2 | 0 | 0
1602 | 514 | IT | Reggio Emilia | 42100 | via Gonzaga 46 | Termovalorizzatore di Reggio Emilia | Emilia-Romagna, RE | http://www.irenambiente.it | Emilia | 0 | 0 | 0
1603 | 528 | IT | Vercelli | 13100 | Vercelli | Vercelli | Piemonte, VC | http://www.vercellienergia.it/ |  | 0 | 0 | 0
1604 | 556 | JP | Aomori City |  |  | Three incineration plant in Aomori | Aomori Prefecture |  |  | 0 | 0 | 0
1605 | 639 | JP | Hachioji City | 193-0944 | 2700 Tatemachi | Tate Incineration Plant | Tokyo Prefecture | http://www.city.hachioji.tokyo.jp/shisetsu/kankyo/tateseisokojyo/index.html | Tate Plant | 0 | 0 | 0
1606 | 662 | JP | Hayami District |  |  | Bekki Hayami | Oita Prefecture | http://www.hz-inova.com |  | 2 | 0 | 0
1607 | 682 | JP | Hiratsuka City | 254-0012 | 3230 Okami | Environmental business center next Hiratsuka | Kanagawa Prefecture | http://www.city.hiratsuka.kanagawa.jp/kouiki/about/about_03.html |  | 0 | 0 | 0
1608 | 688 | JP | Hiroshima-Asaminami | 731-3161 | 3990 Numatacho Oaza Tomo | Garbage treatment facilities large Asaminami | Hiroshima Prefecture |  | Asaminami Plant | 0 | 0 | 0
1609 | 994 | JP | Niigata City- Minami Ward | 950-1412 | 2135-1 Usui | Shirane Center | Niigata Prefecture | http://www.city.niigata.lg.jp/kurashi/gomi/gomishisetsu/sisetu_tyukan.html | Shirane Center | 0 | 0 | 0
1610 | 1043 | JP | Okazaki-City | 444-0002 | 5 Yoyasu Ata town Koryuji | Recycle Plaza | Aichi Prefecture | http://www.city.okazaki.aichi.jp/menu3036.html | Okazaki Recycling Plaza | 0 | 0 | 0
1611 | 1421 | NL | Rotterdam | 3081 AC | Brielselaan 175 | AVR-Brielselaan |  |  | AVR Brielselaan | 0 | 0 | 0
1612 | 1449 | PL | Bialystok |  |  | Przedsiębiorstwo Usługowo-Handlowo-Produkcyjne "LECH" Sp. z o.o. (LECH). |  |  |  | 0 | 0 | 0
1613 | 1472 | SE | Kil | 665 23 |  | Kils Energi AB | Värmlands län | http://www.kil.se/kils-energi | NO INFO | 1 | 0 | 0
1614 | 1493 | SG | Singapore |  | 10 ToH Tuck Avenue | Ulu Pandan Incineration Plant | Singapore |  |  | 0 | 0 | 0
1615 | 1503 | TR | Istanbul |  |  | IMM WASTE INCINERATION AND POWER PLANT | European side of Istanbul | http://www.ibb.gov.tr/en-us/Pages/Home_Page.aspx | NO INFO | 0 | 0 | 0
1616 | 1535 | US | Ashland, WI | WI 54806 | Lake Shore Drive West | Bay Front Generating Station | Wisconsin | http://www.xcelenergy.com | Bay Front | 3 | 0 | 0
1617 | 1579 | US | Mankato, MN |  |  | Xcel Energy, Wilmarth Generating Station | Minnesota | http://www.xcelenergy.com | Xcell Mankato MN | 2 | 0 | 0
1618 | 1337 | JP | Yasugi City | 692-0035 | 10-1 Kiyosecho | Clean Center Kiyose | Shimane Prefecture | http://www.city.yasugi.shimane.jp | Clean Center Kiyose | 1

## European Union
Draft 2.0
|  | still under construction |  | Waste to Energy-facilities in the European Union |  |  | Afvalverbranding Europese gemeenschap |  |  | Disclaimer: The Composer of this document is not responsible for, and expressly disclaims all liability for, damages of any kind arising out of use, reference to, or reliance on any information contained within the site. While the information contained within the site is periodically updated, no guarantee is given that the information provided in this website is correct, complete, and up-to-date. Although this file may include links providing direct access to other Internet resources, including websites, the Composer is not responsible for the accuracy or content of information contained in these sites.
C. Coenrady
|  | Netherlands |  |  | January 02, 2013
File No. | Country | City | Zipcode | Address of the Plant | Local name of the Plant | Primary Service Area | Website | Hyperlink Google Maps (and Streetview) | Number of Streams | Total plant throughput [Mg/day] | Plant throughput [Mg/year] | Energy capacity |  |  |  | Energy Effiency according Annex II Directive 2008/98/EC | Start-up, (newest line or retrofit) | Flue-gas cleaning | Current information on emissions | Parameter Total dust range, (yearly average) | Parameter SO2 range, (yearly average) | Parameter NOx range, (yearly average) | Parameter CO range, (yearly average) | Parameter CxHy (TOC) range, (yearly average) | Parameter HCL range, (yearly average) | Parameter HF | Parameter Heavy Metals (Sb+As+Pb+Cr+ Co+Cu+Mn+Ni+V) | Parameter Cd+Tl | Parameter Hg | Parameter PCDD/F
Nr | Land | Standort | Postleitzahl | Adresse der Anlage | Übliche Name der Anlage | Einzugsgebiet | Webseite | Hyperlink Google Maps | Anzahl Linien | Durchsatz pro Tag (Gesamtanlage) | Durchsatz pro Jahr | Energische Leistung |  |  |  |  | Inbetriebsetzung | Rauchgasreinigung | Aktuelle Informationen über Emissionen | Gesamtstaub | Schwefeldioxid | Stickstoffdioxid | Kohlenmonoxid | Gesamtkohlenstoff | Chlorwasserstoff | Fluorwasserstoff | Schwermetalle | Cadmium und Thallium | Quecksilber | Dioxine und Furane
N° | Pays | Cité | Code Postal | Adresse de l'usine | Nom local d'usine | Région de service | Site Internet | Lien hypertexte sur Google Maps | Nombre de lignes | Capacité par jour | Capacité par année | Puissance energie |  |  |  |  | Mise en service | L'épuration des fumées | L'information actuelle sur les émissions | Poussière totale | Dioxyde de soufre | Oxyde d'azote (NOx) | Monoxyde de carbone | Carbone organique total | Chlorure d'hydrogène | Fluorure d'hydrogène | De métaux lourds |  | Mercure (Hg) | Dioxines et furannes
N. | Paese | Città | Codice Postale | Indirizzo dell'impianto | Impianto | Regione | Sito Internet | Collegamento ipertestuale su Google Maps | Numero linee | Capacità all'jour | Capacità all'anno | Potenza energie |  |  |  |  | Messa in servizio | Depurazione dei fumi | Informazioni aggiornate sulle emissioni | Polveri Totali | Ossidi di zolfo | Ossidi di azoto (NOx) | Monossido di carbonio | Carbonio organico totale | Acido cloridrico | Acido fluoridrico | Metali Pesanti | Cadmio e Tallio | Mercurio | Diossine e furani
| 国家 | 城市 |  | 興建地點 | 焚化廠名稱 |  | 本廠網址 | 中粘贴链接(Google Maps) | 焚化爐數 | 設計處理量(公噸/日) | 設計處理量 | [5 empty] | 營運日期 |  |  | 總懸浮微粒 | 二氧化硫 | 氮氧化物 | 一氧化碳 | 总有机碳量 | 氯化氫 |  |  |  | 汞 | 戴奧辛檢測 | CN
| 国家 | 組合名 | 郵便番号 | 住所 | 施設名 |  | ウェブサイト | 用リンク(Google Maps) |  | 処理能力 | 処理能力 | [5 empty] | 稼働開始 |  |  | ばいじん濃度 | 硫黄酸化物濃度 | 窒素酸化物濃度 | 一酸化炭素濃度 | 全有機炭素 | 塩化水素濃度 |  |  |  | 水銀 | ダイオキシン類濃 | JP
| 국가 | 도시 |  | 소 재 지 | 시설명 |  | 웹 사이트 | 하이퍼 링크를 |  | 시설용량 , 톤/일 | 시설용량 | [8 empty] | 입자상물질 | 황산화물 | 질소산화물 | 일산화탄소 | 총 유기 탄소 | 염화수소 |  |  |  | 수은 | 다이옥신 | KR
Nr. | Land | Stad | Postcode | Adres installatie | Gebruikelijke naam installatie | Verzorgingsgebied afvalverwerking | Website | Hyperlink Google Maps | Aantal lijnen | Afvaldoorzet per dag (totale installatie) | Afvaldoorzet per jaar | Energieopbrengst |  |  |  |  | Inbedrijfname | Uitvoering rookgasreiniging | Actuele informatie over emissies | Totaal stof | Zwaveldioxide | Stikstofoxiden | Koolmonoxide | Onverbrande koolwaterstoffen | Zoutzuur | Waterstof-fluoride | Som zware metalen | Cadmium en Thallium | Kwik | Dioxinen en furanen
[11 empty] | ≥ 8000 hours/year | Boiler | Electricity, turbine | Electricity export | Heat export |  |  |  |  | mg / m3 | mg / m3 | mg / m³ | mg / m³ | mg / m³ | mg / m³ | mg / m³ | mg / m3 | mg / m³ | mg / m3 | ng TEQ/m3
[13 empty] | MWe | MWhe/y | MWhth/y
1 | AD | Andorra la Vella | AD500 | Carretera de la Comella | Centre de Tractament de Residus d'Andorra, s.a. | Andorra | http://www.ctra.ad | CTRA Andorra | 1 | 133 | 40000 |  |  | 27000 |  |  | 2007 | SNCR, Dry absorber, Bagfilter | Annual report 2010 | 0.07 -- 2,82 (0,52) | 12--28 (17) | 62--127 (107) | 4--13 (8) | 0,1--1 (0,5) | 1,6--6,5 (3,5) | <0,092 | 0.02394 | <0,00569 | <0,00464 | 0.01201
2 | AT | Arnoldstein | 9601 | Industriestraße 25 | Kärntner Restmüllverwertungs GmbH (KRV) | Kärnten | http://www.krv.co.at | KRV | 1 | 260 | 96000 | 29 |  |  |  |  | 2004 | Semi dry scrubber, bagfilter, SCR | Annual report 2010
3 | AT | Graz | 8712 | Proleber-Straße 10 | Thermische Reststoffverwertungsanlage Niklasdorf | Steiermark | http://www.e-steiermark.com | Niklasdorf | 1 | 300.3003 | 100000 |  | 7.5 |  |  |  | 2003 | Bagfilter, wet scrubber SCR
4 | AT | Lenzig | 4860 | Werkstraße 2 | Reststoffverwertungsanlage Lenzing (RVL) | Oberösterreich | http://www.ave.at | RVL Lenzing | 1 | 900.9009 | 300000 |  |  |  | Yes |  | 1999
5 | AT | Linz | 4020 | Nebingerstrasse 1 | Reststoff-Heizkraftwerk der LINZ AG | Oberösterreich, Stadt Linz | http://www.linz.at/ | RHKW LINZ | 1 | 600 | 200000 |  | 17 |  | 35 |  | 2011 | Dry, Wet, SCR
6 | AT | Pitten | 2823 | Aspanger Straße 252 | Hamburger GmbH Pitten | Niederösterreich |  | MVA Pitten | 1 | 135 | 45000 | [5 empty] | planned
7 | AT | Wels | 4600 | Mitterhoferstraße 100 | WAV I | Oberösterreich | http://www.ave.at | WAV Wels I +II | 1 | 225 | 75000 | 28.7 |  | 50000 | Yes |  | 1995 | Electrofilter, Wet scrubber, SCR | Weekly report
8 | AT | Wels | 4600 | Mitterhoferstraße 100 | WAV II | Oberösterreich | http://www.ave.at | WAV Wels I+ II | 1 | 690 | 230000 | 80 |  | 125000 | Yes |  | 2005
9 | AT | Wien (Vienna) | 1090 | Spittelauer Lände 45 | Wien (Spittelau) | Wien | http://www.wienenergie.at | Spittelau | 2 | 800 | 275000 | 76 |  |  |  |  | 1971
10 | AT | Wien (Vienna) | 1160 | Flötzersteig 12 | MVA Flötzersteig | Wien | http://www.wienenergie.at | Flötzersteig | 3 | 600 | 200000 | 46 |  |  |  |  | 1990
11 | AT | Wien (Vienna) | 1110 | 11. Haidequerstraße 6 | Werk Simmeringer Haide | Wien | http://www.wienenergie.at | Simmeringer Haide | 1 | 240 | 82800 | 23 |  |  |  |  | 1991
12 | AT | Wien (Vienna) | 1110 | Johann-Petrak-Gasse 7 | MVA Pfaffenau | Wien | http://www.wku.at | MVA Pfaffenau | 2 | 725 | 250000 |  | 14 |  | yes |  | 2008 | Electrofilter, Wet scrubber, SCR
13 | AT | Zistersdorf | 2225 | Am Ziegelwerk 2 | A•S•A• Abfall Service Zistersdorf GmbH | Niederösterreich | http://www.asa-group.com | ASA Zistersdorf | 1 | 405.4054 | 135000 |  | 14 |  |  |  |  | Dry,FF, SCR
14 | AT | Zwentendorf | 3435 | AVN-Straße | Thermische Abfallverwertungsanlage Zwentendorf/Dürnrohr | Niederösterreich | http://www.evn-abfallverwertung.at | EVN Zwentendorf | 3 | 1575 | 525000 | 210 |  |  |  |  | 2010 |  | Daily report
17 | BE | Antwerpen | 2030 | Poldervlietweg 5 Haven 550 | Indaver Antwerpen (Industrial and Hazardous Waste) | Vlaanderen | http://www.indaver.be | Indaver Antwerpen | 2 | 336 | 112000 | [6 empty] | SD, FF, SCR ? | Annual report
18 | BE | Brugge | 8000 | Pathoekeweg 41 | IVBO | Vlaanderen, Regio Brugge | http://www.ivbo.be | IVBO Brugge | 3 | 648 | 223560 |  | 4.2 |  |  |  | 1981 | Wet, FF, SCR
19 | BE | Brussel / Bruxelles, (Neder-Over-Heembeek) | 1000 | Leon Monnoyer Kaai 8 / Quai Leon Monnoyer 8 | L’incinérateur de Neder-Over-Heembeek | Brussel / Bruxelles | http://www.bruxelles-proprete.be | Bruxelles-Energie | 3 | 1545 | 515000 | 161 |  |  |  |  | 1999 | Wet
20 | BE | Doel | 9130 | Haven 1940, Molenweg | Indaver Doel (Beveren) | Vlaanderen | http://www.indaver.be | Indaver Doel Beveren | 3 | 1200 | 401636 | [6 empty] | SNCR, SD, FF, Wet | Annual report
21 | BE | Eeklo | 9900 | Sint-Laureinsesteenweg | IVM ov Balgerhoeke | Vlaanderen, Meetjesland | http://www.ivmafvalbeheer.be | IVM Balgerhoeke | 2 | 300 | 100000 |  | 7 |  |  |  | 2004 | ESP, SD, FF, SCR
22 | BE | Gent | 9000 | Proeftuinstraat 43 | IVAGO, gvba | Vlaanderen, Gent, Destelbergen | http://www.ivago.be | IVAGO Gent | 2 | 288 | 100000 |  | 4.2 |  |  |  | 2004 | SD, FF, Wet, SCR | Annual report, dioxin report every 500 h
23 | BE | Harelbeke | 8530 | Kortrijksesteenweg 264 | IMOG Harelbeke | Vlaanderen, zuidwest | http://www.imog.be | IMOG Harelbeke | 2 | 195 | 67870 | [5 empty] | 2000 | ESP,Wet, FF, SCR
24 | BE | Herstal | 4040 | Rue Pré Wingi 904 | Intradel Herstal | Wallonie, Région Liégeoise | http://www.uvelia.be | Intradel Herstal | 2 | 1008 | 320000 | [5 empty] | 2009 | ESP, SCR, FF
25 | BE | Houthalen-Helchteren | 3530 | De Rooten, Centrum Zuid 2098 | Bionerga | Vlaanderen, provincie Limburg | http://www.bionerga.be | Bionerga | 1 | 270 | 100000 | [5 empty] | 1995 | ESP, SD, SCR | Weekly report
26 | BE | Oostende | 8400 | Klokhofstraat 2 | IVOO | Vlaanderen, Oostende en Ommeland | http://www.ivoo.be | IVOO Oostende | 2 | 240 | 65000 | [5 empty] | 1998 | ESP, SD,SCR
27 | BE | Pont-de-Loup | 6250 | Lieu dit Port de la Praye 1 | ICDI Charleroy | Wallonie, Région de Charleroi | http://icdi.be | ICDI Charleroi | 3 | 540 | 180000 | [6 empty] | NO INFO
28 | BE | Roeselare | 8800 | Oostnieuwkerksesteenweg 121 | MIROM Roeselare | Vlaanderen, Roeselare en Menen | http://www.mirom.be | MIROM | 2 | 192 | 62000 |  | 3.1 |  |  |  | 1998 | ESP, FF, SCR | Info website
29 | BE | Sint-Niklaas | 9100 | Vlyminckshoek 12 | Intercomm. Huisvuilverwerking Midden-Waasland C.V | Vlaanderen, Regio Midden-Waasland | www.mi-wa.be |  | 0 | 0 | 0 | [5 empty] | closed
30 | BE | Thumaide | 7971 | Rue Rubinfosse | Centre de valorisation des déchets de Thumaide | Wallonie, Région Wallonie Picarde | http://www.ipalle.be | IPALLE, Thumaide | 4 | 931 | 322000 | 75 |  |  |  |  | 2001 | SNCR, FF, Wet
31 | BE | Virginal | 1460 | Rue de Tubize 16 | UVE Virginal | Wallonie, Région Brabant Wallon | http://www.ibw.be | IBW | 2 | 348.3483 | 116000 | [6 empty] | ESP, SD, FF, SCR
32 | BE | Westkappelle | 8300 | Sluisstraat 82 | Dalkia N.V., HVVI Knokke-Heist | Vlaanderen, Knokke Heist | http://www.dalkia.be | Dalkia Knokke-Heist | 2 | 120 | 37000 | [5 empty] | 1995 | SD, FF
33 | BE | Wilrijk | 2610 | Boomsesteenweg 1000 | ISVAG | Vlaanderen, Antwerpen, Moortsel | http://www.isvag.be | ISVAG Wilrijk | 2 | 432 | 135000 | [5 empty] | 1995 | ESP, SD, FF, Wet | Annual and daily report
146 | CZ | Brno-Židenice | 62800 | Jedovnická 4247/2 | SAKO Brno | South Moravia | http://www.sako.cz | SAKO Brno | 3 | 1080 | 359999.964 | [5 empty] | 1989 | SNCR, electrofilter, bagfilter
147 | CZ | Liberec | 46006 | Dr. Milady Horákové 571/56 | TERMIZO Liberec | Liberec | http://www.termizo.mvv.cz | Termizo Liberec | 1 | 300 | 100000 | [5 empty] | 1999
148 | CZ | Praha (Prague) | 10800 | Průmyslová 615 / 32 | ZEVO Malešice | Praha (Prague) | http://www.psas.cz | ZEVO Praha Malešice | 4 | 1440 | 220000 | [5 empty] | 1998 | SNCR, ESP, CER
149 | DE | Andernach | 56626 | Koblenzer Straße 141 | EBS, Industrieheizkraftwerk Rasselstein | Baden-Württemberg | http://www.ihkw-andernach.de/ | IHKW Rasselstein | 1 | 360.0036 | 120000 |  | 14 | 87174 | 271295 |  | 2008 | Dry, FF
150 | DE | Amsdorf | 06317 | Chausseestraße 1 | Romonta Beteiligungs GmbH | Sachsen-Anhalt | http://www.wachs-und-mehr.de | Romonta | 2 | 360.0036 | 120000 |  |  | NO INFO | NO INFO |  | 2009 | NO INFO
151 | DE | Augsburg | 86167 | Am Mittleren Moos 60 | AVA Abfallverwertung Augsburg GmbH | Bayern, Schwaben | http://www.ava-augsburg.de | AVA Augsburg | 3 | 864 | 298080 |  | 76 | 65716 | 78234 |  | 1994 | ESP, WET, SCR,AC | Annual report LFU Bavaria | ave 0,1 | ave 2 | ave 79,6 | ave 7,8 | ave 0,01 | ave 2,1 | NO INFO | ave 0,007 | ave 0,0002 | ave 0,0001 | ave 0,003
152 | DE | Bamberg | 96052 | Rheinstr. 6 | Müllheizkraftwerk Bamberg | Bayern, Oberfranken | http://www.bnv-bamberg.de/home/ba4148/ | MHKW Bamberg | 3 | 367.5037 | 122500 |  |  | 38060 | 105000 |  | 1996 | ESP, Wet, FF, SCR | Annual report LFU Bavaria | 0,39--0,94
153 | DE | Berlin (Spandau) | 13597 | Freiheit 24 - 25 | BSR Müllheizkraftwerk Ruhleben | Berlin | http://www.bsr.de/3025.htm | BSR MVA Spandau | 8 | 1569.0157 | 523000 |  |  | 0 | 868000 |  | 1998 | SD, SCR
154 | DE | Bernburg | 06406 | Köthensche Straße 3 a | Energie Anlage Bernburg GmbH (EAB) | Sachsen-Anhalt |  | Solvay Bernburg | 3 | 1320.0132 | 440000 |  | 36 | other | other |  | 2009 | SNCR, Dry, FF
155 | DE | Bielefeld | 33609 | Schelpmilser Weg 30 | MVA Bielefeld-Herford GmbH | Nordrhein-Westfalen | http://www.interargem.de | MVA Bielefeld | 3 | 1260.0126 | 420000 |  | 40 | 163000 | 270000 |  | 1981 | ESP, Wet, Scr, FF | Annual Report
156 | DE | Bitterfeld-Wolfen | 06749 | Oststraße 1 | PD energy GmbH | Sachsen-Anhalt | http://www.danpower-ekt.de/pd_energy.html | PD Energy Bitterfeld | 1 | 330.0033 | 110000 |  |  | 56000 | 20000 |  | 2010 | SD
157 | DE | Böblingen | 71032 | Musberger Sträßle 11 | Zweckverband RBB, Restmüllheizkraftwerk Böblingen | Baden-Württemberg | http://www.rbb.info/ | RBB | 2 | 456.0046 | 152000 |  |  | 46000 | 140000 |  | 1999 | FF, WET, AC, SCR | Annual report
158 | DE | Bonn | 53121 | Immenburgerstr. 22 | MVA Müllverwertungsanlage Bonn GmbH | Nordrhein-Westfalen | http://www.swb-verwertung.de/ | MVA Bonn | 3 | 753.0075 | 251000 |  |  | 90000 | 200000 |  | 1992 | SNCR, ESP, WET
159 | DE | Bremen | 28779 | Marschgehren 13 | EBS-Heizkraftwerk Blumenthal | Bremen | http://www.hkw-blumenthal.de | EBS Blumenthal | 1 | 195.002 | 65000 |  | 5 | yes | yes |  | 2005 | SD, FF
160 | DE | Bremen | 28219 | Oken 2 | Müllheizkraftwerk Bremen | Bremen | http://www.swb-gruppe.de | MHKW Bremen | 4 | 1497.516 | 499167 |  |  | 54755 | 193269 |  | 1969 | SNCR, ESP, SD, FF
161 | DE | Bremen | 28237 | Otavistraße 7 - 9 | Mittelkalorik-Kraftwerk Bremen | Bremen | http://www.swb-gruppe.de | MKK Bremen | 1 | 702.364 | 234119 |  |  | 231529 | 3722 |  | 2009 | SD, FF
162 | DE | Bremerhaven | 27570 | Zur Hexenbrücke 16 | Müll-Heiz-Kraftwerk Bremerhaven | Bremen | http://www.beg-bhv.de | MHKW Bremerhaven | 3 | 900.009 | 300000 |  |  | 70000 | 230000 |  | 1977 | SNCR, ESP, WET, FF
163 | DE | Burgau-Unterknöringen | 89331 | Remsharter Straße | Müllverschwelungsanlage Burgau | Bayern, Schwaben, Landkreis Günzburg | http://www.landkreis-guenzburg.de/abfall/kreisabfallwirtschaft/abfallentsorgungsanlagen.html | Pyrolyse Anlage Burgau | 2 | 144 | 43200 |  | 2.2 | yes | yes |  | 1986 | SNCR, Dry, FF, SCR | Annual report LFU Bavaria
164 | DE | Burgkirchen | 84508 | Bruck 110 | Müllheizkraftwerk Burgkirchen | Bayern, Ober- | http://www.zas-burgkirchen.de/ | MHKW Burgkirchen | 2 | 878.7088 | 292900 |  |  | 76000 | 94000 |  | 1994 | ESP, WET, SCR, FF | Annual report LFU Bavaria
165 | DE | Coburg | 96450 | Glender Str. 30 | Müllheizkraftwerk Coburg | Bayern, Oberfranken | http://www.zaw-coburg.de | MHKW Coburg | 2 | 528 | 182160 |  | 46 | 42065 | 87981 |  | 1988 | SNCR, SD, FF, Wet, ESPwet | Annual report LFU Bavaria
166 | DE | Darmstadt | 64293 | Otto-Röhm-Str. 19 | Müllheizkraftwerk Darmstadt | Hessen | http://www.zas-darmstadt.de | ZAS Darmstadt | 3 | 636.6366 | 212000 |  |  | 42518 | 54000 |  | 1967 | ESP, WET, oxycat, SCR
167 | DE | Düsseldorf | 40235 | Flinger Broich 25 | Stadtwerke Düsseldorf AG, Müllverbrennungsanlage | Nordrhein-Westfalen | http://www.swd-ag.de | Stadtwerke Düsseldorf | 6 | 1186.1862 | 395000 |  |  | 0 | 886000 |  | 1965 | ESP, FF SCR
168 | DE | Erfurt | 99087 | Stotternheimer Straße | RABA Erfurt-Ost | Thüringen | https://www.stadtwerke-erfurt.de | RABA Erfurt | 1 | 240.2402 | 80000 |  |  | NO INFO | NO INFO |  | 2007 | NO INFO
169 | DE | Eschbach | 79427 | Heitersheimer Straße 2 | TREA Breisgau | B-W, Freiburg | http://www.eon-energyfromwaste.com | TREA Breisgau | 1 | 510.5105 | 170000 |  | 15 | 107745 | 0 |  | 2005 | ESP, SCR, FF, WET | Daily report
170 | DE | Eschweiler | 52249 | Zum Hagelkreuz 22 | MVA Weisweiler GmbH & Co. KG | Nordrhein-Westfalen | http://www.mva-weisweiler.de/ | NO INFO | 3 | 1087.0871 | 362000 |  |  | 0 | yes |  | 1996 | Dry, FF, SCR
171 | DE | Essen-Karnap | 45329 | Arenbergstrasse 45 | Müllheizkraftwerk Essen-Karnap | Nordrhein-Westfalen | http://ww.rwe.com | MHKW Essen Karnap | 4 | 1920 | 688746 |  | 50 | 264901 | 728394 |  | 1987 | ESP, WET, AC, SCR
172 | DE | Frankfurt | 60439 | Heddernheimer Landstr. 157 | Müllheizkraftwerk Frankfurt am Main | Hessen | http://www.mhkw-frankfurt.de/ | MHKW Frankfurt am Main | 4 | 1440.0144 | 480000 |  | 47 | 280 | 252 |  | 2009 | SNCR, SD, FF | Annual report
173 | DE | Gersthofen | 86368 | Adolf van Baeyerstrasse 5 | MVV, EBS-IHKW Gersthofen | Bayern | http://www.industriepark-gersthofen.de | EBS-IHKW Gersthofen | 1 | 276.0028 | 92000 |  | 5.8 | NO INFO | NO INFO |  | 2009 | SNCR, Dry, FF
174 | DE | Göppingen | 73037 | Iltishofweg 40 | E.ON Energy from Waste Göppingen GmbH | Baden-Württemberg | http://www.eon-energyfromwaste.com | EON Göppingen | 1 | 465.0047 | 155000 |  | 9.5 | 48500 | 61900 |  | 1998 | FF, WET, SCR,AC | Annual Report
175 | DE | Großräschen | 01983 | Bergmannstraße 29 | E.ON Energy from Waste Großräschen GmbH | Brandenburg | http://www.eon-energyfromwaste.com | EON Großräschen | 1 | 690.0069 | 230000 |  | 24 | 142723 | 0 |  | 2008 | NO INFO
176 | DE | Hagen | 58097 | Am Pfannenofen 39 | Müllverbrennungsanlage Hagen | Nordrhein-Westfalen | http://www.heb-hagen.de/ueber-uns.html | MVA Hagen | 3 | 360.0036 | 120000 |  |  | 0 | 69500 |  | 1966 | ESP, SCR, FF
177 | DE | Hamburg | 21129 | Rugenberger Damm 1 | MVR Müllverwertung Rugenberger Damm GmbH & Co. KG | Hamburg | http://www.mvr-hh.de/ | MVA Rugenberger Damm | 2 | 1041.0104 | 347000 |  |  | 33115 | 51759 |  | 1999 | SNCR, FF, WET, FF | Annual report (link)
178 | DE | Hamburg-Borsigstraße | 22113 | Borsigstraβe 6 | Müllverwertung Borsigstraße GmbH (MVB) | Hamburg | http://www.mvb-hh.de/ | MVB Borsigstrasse | 2 | 960.0096 | 320000 |  | 27 | 0 | 697906 |  | 1994 | SNCR, AC, Wet, FF | Annual Report
179 | DE | Hamburg-Borsigstraße | 22113 | Borsigstraβe 6 | Müllverwertung Borsigstraße GmbH (MVB), Biomasse-Heizkraftwerk | Hamburg | http://www.mvb-hh.de/ | BMHKW Borsigstrasse | 1 | 420.0042 | 140000 |  | 20 | 0 | other |  | 2005 | NO INFO | Annual Report
180 | DE | Hamburg-Stellinger Moor | 22525 | Schnackenburgallee 100 | MVA Stellinger Moor | Hamburg | http://www.stadtreinigung-hh.de/srhh/opencms/ueberuns/unternehmen/muellverbrennung/ | MVA Stellinger Moor | 2 | 900 | 310500 |  | 66 | 31800 | 47700 |  | 1972 | ESP, WET, AC, SCR,
181 | DE | Hameln | 31785 | Heinrich-Schoormann Weg 1 | Enertec Hameln GmbH | Niedersachsen | http://www.interargem.de | Enertec | 3 | 900.009 | 300000 |  | 34 | 60000 | 223000 |  | 2009 | FF, SCR,FF | Annual report
182 | DE | Hamm | 59075 | Am Lausbach 2 | MVA Hamm Eigentümer GmbH | Nordrhein-Westfalen | http://www.mva-hamm.de | MVA Hamm | 4 | 885.0089 | 295000 |  |  | 100000 | 13000 |  | 1985 | SNCR, FF
183 | DE | Hannover | 30659 | Moorwaldweg 310 | E.ON Energy from Waste Hannover GmbH | Niedersachsen | http://www.eon-energyfromwaste.com | MVA Hannover | 2 | 690.0069 | 230000 |  | 27.4 | 175313 | 0 |  | 2005 | SNCR, SD, FF | Daily report
184 | DE | Helmstedt | 38350 | An der B 244 (zwischen Helmstedt und Schöningen) | E.ON Energy from Waste Helmstedt GmbH | Niedersachsen | http://www.eon-energyfromwaste.com | TRV Buschhaus | 3 | 1575.0158 | 525000 |  | 45 | 240320 | 0 |  | 2005 | SNCR, FF, Wet
185 | DE | Heringen | 36266 | In der Aue 3 | E.ON Energy from Waste Heringen GmbH | Hessen | http://www.eon-energyfromwaste.com | EON Heringen | 2 | 892.8089 | 297600 |  |  | other | other |  | 2009 | SNCR, SD | Daily report
186 | DE | Herten | 45699 | Im Emscherbruch 11 | RZR Herten | Nordrhein-Westfalen | http://www.agr.de/rzr-herten | RZR Herten | 4 | 1590.0159 | 530000 |  |  | 234066 | 9601 |  | 1982 | FF, WET, AC, SCR
187 | DE | Hürth | 50354 | Industriestraße 300 | EKW Knapsack | Nordrhein-Westfalen | http://www.eon-energyfromwaste.com | EKW Knapsack | 2 | 900.009 | 300000 |  | 33.4 | 220000 | 580000 |  | 2008 | SNCR, FF
188 | DE | Ingolstadt | 85055 | Am Mailinger Bach 141 | Müllverwertungsanlage Ingolstadt | (Ober) Bayern | http://www.mva-ingolstadt.de | MVA Ingolstadt | 3 | 721.7292 | 240574 |  | 76 | 82548 | 134105 |  | 1996 | WET, FF, SCR | Annual report LFU Bavaria
189 | DE | Iserlohn | 58636 | Giesestr. 10 | Müllheizkraftwerk Iserlohn | Nordrhein-Westfalen | http://www.amk-mhkw.de/ | GFA Iserlohn | 3 | 885.0089 | 295000 |  |  | 65000 | 150000 |  | 1970 | ESP, WET, SCR, FF
190 | DE | Kamp-Lintfort | 47475 | Graftstr. 25 | Abfallentsorgungszentrum (AEZ) Asdonkshof | Nordrhein-Westfalen | http://www.aez-asdonkshof.de | AEZ Asdonkshof | 2 | 738.0074 | 246000 |  |  | 82400 | 104100 |  | 1997 | ESP, WET, SCR, AC
191 | DE | Kassel | 34123 | Am Lossewerk 8-10 | Müllheizkraftwerk Kassel | Hessen | http://www.mhkw-kassel.de | MHKW Kassel | 2 | 540.0054 | 180000 |  |  | 55722 | 183834 |  | 2008 | FF, AC,SCR, CAT
192 | DE | Kempten | 87435 | Dieselstr. 20a | ZAK Energie GmbH | Bayern, Allgäu | http://www.zak-kempten.de | MHKW Kempten | 1 | 204 | 70380 |  | 31 | 36345 | 41078 |  | 1996 | ESP, WET, SCR, FF | Annual report LFU Bavaria
193 | DE | Kiel | 24114 | Theodor-Heuss-Ring 30 | Müllheizkraftwerk Kiel | Schleswig-Holstein | http://www.mvkiel.de | MHKW Kiel | 2 | 420.0042 | 140000 |  |  | 20128 | 200000 |  | 1996 | ESP, WET, SCR, CAT, FF
194 | DE | Korbach | 34497 | Limmerstrasse 2 | MVV, Industrieheizkraftwerk Korbach | Hessen | http://www.ihkw-korbach.de | EBS IHKW Korbach | 1 | 226.5023 | 75500 |  | 4.1 | 12000 | yes |  | 2008 | NO INFO | Weekly data, Annual report
195 | DE | Köln | 50735 | Geestemünder Straße 25A | AVG Köln | Nordrhein-Westfalen | http://www.avgkoeln.de | AVG Köln | 4 | 2280.0228 | 760000 |  |  | 224 | 217 |  | 1998 | FF, WET, SCR, AC
196 | DE | Krefeld | 47829 | Parkstr. 234 | MVA Krefeld | Nordrhein-Westfalen | http://www.egk.de | MVA Krefeld | 5 | 1080.0108 | 360000 |  |  | 85 | 196 |  | 1975 | SNCR, FF
197 | DE | Laar-Coevorden (NL) | 49824 | Vosmatenweg 6 | EVI Abfallverwertung B.V. & Co. KG | Niedersachsen | http://www.evi-europark.de | EVI Laar Coevorden | 2 | 1094.4109 | 364800 |  |  | 384000 | 0 |  | 2008 | SD, FF
198 | DE | Lauta | 02991 | Industrie- und Gewerbegebiet Lauta Straße B Nr. 5 | Thermische Abfallbehandlung Lauta GmbH & Co. oHG | Sachsen | http://www.t-a-lauta.de/ | TA Lauta | 2 | 690.0069 | 230000 |  |  | 110000 | 8055 |  | 2004 | SD, FF, AC, SCR
199 | DE | Leuna | 06237 | An der B 91, Tor 12, Bau 1216 | MVV TREA Leuna | Sachsen-Anhalt | http://www.mvv-umwelt.de | TREA Leuna | 2 | 1170.0117 | 390000 |  |  | 250000 | 0 |  | 2007 | SNCR, SD, FF
200 | DE | Leverkusen | 51373 | Im Eisholz 12 | AVEA MHKW Leverkusen GmbH & Co. KG | Nordrhein-Westfalen | http://www.avea.info | AVEA Leverkusen | 3 | 660.0066 | 220000 |  |  | 28000 | 115000 |  | 1970 | ESP, WET, FF, SCR
201 | DE | Ludwigshafen | 67059 | Lagerplatzweg 1-5 | GML Abfallwirtschaftsgesellschaft mbH | Rheinland-Pfalz | http://www.gml-ludwigshafen.de/ | MVA Ludwigshaven | 3 | 633.0063 | 211000 |  |  | 71000 | 169000 | 0.7 | 1966 | FF, SCR | NO INFO
202 | DE | Ludwigslust | 19288 | Am Alten Flugplatz 1 | Thermische Abfallverwertungsanlage (TAV) | Mecklenburg-Vorpommern | http://www.alba.info/ | TAV Ludwigslust | 1 | 150.0015 | 50000 |  |  | 16000 | 0 |  | 2005 | SNCR, SD, FF
203 | DE | Lünen | 44536 | Brunnenstrasse 138 | Remondis Lippewerk | Nordrhein-Westfalen | http://www.remondis-production.de/ | Remondis Lippewerk | 1 | 60.0006 | 20000 |  |  | NO INFO | NO INFO |  | 2003
204 | DE | Magdeburg | 39126 | Kraftwerk-Privatweg 7 | Müllheizkraftwerk Rothensee GmbH | Sachsen-Anhalt | http://www.mhkw-rothensee.de | MHKW Rothensee | 4 | 1980.0198 | 660000 |  | 35 | 371000 | 339000 |  | 2006 | SNCR, SD, FF
205 | DE | Mainz | 55120 | Kraftwerkallee 1 | Müllheizkraftwerk Mainz | Rheinland-Pfalz | http://www.mhkw-mainz.de/ | EGM Mainz | 3 | 1050.0105 | 350000 |  | 88 | 130000 | yes |  | 2003 | SNCR, FF, WET
206 | DE | Mannheim | 68169 | Otto-Hahn-Straße 1 | Müllheizkraftwerk Mannheim | Baden-Württemberg | http://www.mvv-umwelt.de | MVV Mannheim | 4 | 2100.021 | 700000 |  |  | 300000 | 0 |  | 2009 | FF, WET, SCR, AC
207 | DE | Minden | 32423 | Karlstrasse 43 | Energos Minden EBS Heizkraftwerk | Nordrhein-Westfalen | NO INFO | Energos Minden | 1 | 120.0012 | 40000 |  |  | NO INFO | NO INFO |  | 2002 | NO INFO
208 | DE | Meuselwitz | 04610 | Industriepark Nord | Heizkraftwerk Meuselwitz-Lucka. | Thüringen | http://www.hkw-meuselwitz.de/ | NO INFO | 2 | 150.0015 | 50000 |  | 5.4 | yes | yes |  | 2004 | Cycl., Dry, FF
209 | DE | München-Unterföhring | 85774 | Münchner Str. 22 | Müllheizkraftwerk München Nord | (Ober) Bayern | http://www.swm.de | MHKW München Nord | 5 | 2029 | 700005 |  |  | 131500 | 744772 |  | 1992 | ESP, WET, SCR, FF | Annual Report LFU Bavaria
210 | DE | Neumünster | 24534 | Bismarckstraße 51 | TEV Neumünster | Schleswig-Holstein | www.stadtwerke-neumuenster.de/tev | TEV Neumünster | 1 | 480 | 207000 |  |  | NO INFO | NO INFO |  | 2005 | Dry, FF | Annual Report
211 | DE | Neunkirchen | 66538 | Am Blücherflöz 12 | AHKW Neunkirchen | Saarland | http://www.eon-energyfromwaste.com | E.ON Saarbrücken | 2 | 450.0045 | 150000 |  | 11.6 | 63566 | 20797 |  | 1999 | ESP, WET, ESPwet, SCR, FF
212 | DE | Neustadt in Holstein | 23730 | Industrieweg 9 - 11 | MHKW Neustadt/Holstein | Schleswig-Holstein | http://www.zvo.com | Zweckverband Ostholstein | 1 | 175.8018 | 58600 |  |  | 12200 | 31500 |  | 1996 | WET, SCR, FF
213 | DE | Nürnberg | 90441 | Hintere Marktstr. 4 | Müllverbrennungsanlage Nürnberg - ASN | Bayern, Mittelfranken | http://www.nuernberg.de | ASN | 3 | 690.0069 | 230000 |  | 48 | other | other |  | 2001 | ESP, WET, SD, FF, SCR | Annual Report (link LFU)
214 | DE | Oberhausen | 46049 | Buschhausener Straße | Gemeinschafts-Müll-Verbrennungsanlage Niederrhein GmbH | Nordrhein-Westfalen | http://www.gmva.de | GMVA Oberhausen | 4 | 2103.021 | 701000 |  |  | 335000 | 120000 |  | 1972 | SNCR, ESP, WET, FF
215 | DE | Offenbach, Heusenstamm | 63069 | Dietzenbacher Str. 189 | Müllheizkraftwerk Offenbach | Hessen | http://www.evo-ag.de/mhkw | MHKW Offenbach am Main | 3 | 750.0075 | 250000 |  |  | 54863 | 179579 |  | 1996 | WET, SCR, CAT
216 | DE | Olching | 82140 | Josef-Kistler-Weg 22 | AHKW Geiselbullach | (Ober) Bayern | http://www.gfa-online.com/ | MHKW Olching | 2 | 333.0033 | 111000 |  |  | 47012 | 30600 |  | 1996 | SD, FF, SCR | Annual report LFU Bavaria | ND | ave 15,5 | ave 130 | ave 24,3 | ave 0,6 | ave 7,8 | NO INFO | ave 0,002 | ave 0,0002 | ave 0,0013 | ave 0,0001
217 | DE | Pirmasens | 66954 | Staffelberg 2-4 | MHKW Pirmasens | Region Südwestpfalz | http://www.eon-energyfromwaste.com | E.ON Staffelberg | 2 | 540.0054 | 180000 |  | 16 | 72599 | 21404 |  | 1999 | SNCR, ESP, WET, FF
218 | DE | Premnitz | 14727 | Dr. Herbert Rein Straße 1 | E.ON Energy from Waste Premnitz (EVE + ZWSF) | Brandenburg | http://www.eon-energyfromwaste.com | EEW Premnitz | 2 | 750.0075 | 250000 |  | 18 | 67000 | 300000 |  | 2008 | SNCR, FF
219 | DE | Rosenheim | 83022 | Färberstraße 47 | Stadtwerke Rosenheim GmbH & Co. KG, Müllheizkraftwerk | (Ober) Bayern | http://www.swro.de/node/35 | MHKW Rosenheim | 1 | 252 | 86940 |  | 27 | 23649 | 95518 |  | 1988 | SNCR, SD, FF | Montly report
220 | DE | Rostock | 18147 | Ost West Straße 25 | Vattenfall SBS-Heizkraftwerk Rostock | Mecklenburg-Vorpommern | http://www.vattenfall.de/de/ebs-heizkraftwerk-rostock.htm | Vattenfall Rostock | 1 | 690.0069 | 230000 |  | 20 | 102000 | 120000 |  | 2010 | SNCR, SC, AC, FF
221 | DE | Rudolstadt | 07407 | Fritz Bollandstrasse 2 | EBS Thermische Verwertungsanlage Schwarza | Thüringen | http://www.zaso-tvs.de | EBS Rudolstadt | 1 | 180.0018 | 60000 |  |  | 0 | 230000 |  | 2008 | SNCR, Cycl., Dry, FF | Annual report
222 | DE | Rüdersdorf bei Berlin Märkisch-Oderland | 15562 | Siedlerweg 11 | Vattenfall Industriekraftwerk Rüdersdorf | Berlin, Brandenburg | http://www.vattenfall.de/de/ikw-rüdersdorf.htm | Vattenfall Rüdersdorf | 1 | 678.0068 | 226000 |  | 32.5 | 260000 | 944000 |  | 2008 | SNCR, SD, AC, FF | Annual Report
223 | DE | Salzbergen | 48499 | Neuenkirchener Str. 8 | Thermische Abfallbehandlungsanlage Salzbergen (TAS) | Niedersachsen | http://www.srs-ecotherm.de/ | TAS Salzbergen | 1 | 360.0036 | 120000 |  |  | other | other |  | 2004 | SNCR, SD, FF | Monthly report
224 | DE | Schwandorf | 92421 | Alustraße 7 | Zweckverband Müllverwertung Schwandorf (ZMS) | Bayern, Oberpfalz | http://www.z-m-s.de | ZMS Schwandorf | 4 | 1353 | 466785 | 123 |  | 157808 | 47858 |  | 1994 | SD, FF, SCR | Monthly report
225 | DE | Schwedt/Oder | 16303 | Kuhheide 34 | EON, Kraftwerk Schwedt GmbH & Co. KG | Brandenburg | http://www.eon-energyfromwaste.com | NO INFO | 1 | 690.0069 | 230000 |  | 22 | 145000 | 770000 |  | 2011 | NO INFO
226 | DE | Schweinfurt | 97424 | Hafenstr. 30 | GKS Schweinfurt | Bayern, Unterfranken | http://www.gks-sw.de | GKS Schweinfurt | 3 | 528.0053 | 176000 |  |  | 62030 | 149428 |  | 1994 | SNCR, FF, WET | Annual report LFU Bavaria
227 | DE | Solingen | 42655 | Sandstr. 16a | Technische Betriebe Solingen -Müllheizkraftwerk | Nordrhein-Westfalen | http://www2.solingen.de | MHKW Solingen | 2 | 390.0039 | 130000 |  |  | 60000 | 35000 |  | 1969 | NO INFO
228 | DE | Stapelfeld | 22145 | Ahrensburger Weg 4 | E.ON Energy from Waste Stapelfeld GmbH | Schleswig-Holstein | http://www.eon-energyfromwaste.com | E.ON Stapelfeld | 2 | 1068.0107 | 356000 |  |  | 81731 | 0 |  | 1998 | ESP, Wet, SCR
229 | DE | Stassfurt | 39418 | Butterwecker Weg 6 | EVZA Energie- und Verwertungszentrale GmbH, Anhalt | Sachsen-Anhalt | http://www.evza.de/ | EVZA | 2 | 900.009 | 300000 |  |  | 75000 | 365000 |  | 2007 | SNCR,SD, FF
230 | DE | Stavenhagen | 17153 | Schultetusstraße 37 | Heizkraftwerk Stavenhagen | Mecklenburg-Vorpommern | http://www.nehlsen.com | Heizkraftwerk Stavenhagen | 1 | 285.0029 | 95000 | 49.5 | 10 | 36900 | 131000 |  | 2007 | SD, FF
231 | DE | Stuttgart | 70376 | Voltastr. 45-57 | EnBW Restmüllheizkraftwerk Stuttgart-Münster | Baden-Württemberg | http://www.enbw.com/content/de/der_konzern/enbw_gesellschaften/kraftwerke_ag/konventionell/restmuellheizkraftwerk_stuttgart_muenster/index.jsp | MHKW Stuttgart | 3 | 1217 | 419865 |  |  | 224485 | 523700 |  | 1965 | ESP, SD, SCR
232 | DE | Tornesch-Ahrenlohe | 25436 | Hasenkamp 15 | Müllheizkraftwerk Tornesch-Ahrenlohe | Schleswig-Holstein | http://www.gab-tornesch.de/joomla/avbkg.html | GAB Tornesch | 2 | 228.0023 | 76000 |  |  | 11800 | 56700 |  | 1988 | ESP. WET FF
233 | DE | Ulm | 89079 | Siemensstr. 1 | Müllheizkraftwerk Ulm-Donautal | Baden-Württemberg | http://www.zv-tad.de | TAD Ulm | 2 | 453.0045 | 151000 |  |  | 47662 | 121527 |  | 1997 | SNCR, ESP, Wet, FF | Annual report (link)
234 | DE | Völkingen-Velsen | 66333 | Alte Grube Velsen 16 | AVA Velsen GmbH | Saarland | http://www.ava-velsen.de | AVA Velsen | 2 | 720 | 255000 |  | 20.8 | 99446 | 0 |  | 1997 | ESP, Wet, SCR, FF | Annual Report
235 | DE | Weener | 26826 | Industriestraße 46-50 | EBS-Kraftwerk Weener | Niedersachsen | http://www.klingele.com | EBS Kraftwerk Weener | 1 | 528 | 150000 |  | 7.5 | 60000 | 280000 |  | 2008 | SNCR, SD, FF
236 | DE | Weiβenhorn | 89264 | Daimlerstraße 36 | Abfallwirtschaftsbetrieb des Landkreises Neu-Ulm | Bayern, Schwaben | http://www.awb-neu-ulm.de | MHKW Neu_Ulm | 2 | 297.003 | 99000 |  |  | 40000 | 0 |  | 1991 | SD, FF, WET AC, SCR | Annual report 2011 | ave 0,1 | ave 3,5 | ave 56,3 | ave 18,7 | ave 0,2 | ave 1,2 | ave 0,01 | ave 0,005 | ave 0,0001 | ave 0,0001 | ave 0,0006
237 | DE | Witzenhausen | 37213 | Kasseler Landstraße 23 | EBS-Kraftwerk Witzenhausen | Hessen | http://bt-umwelt.de | EBS Kraftwerk Witzenhausen | 1 | 795.008 | 265000 | 124 |  | NO INFO | NO INFO |  | 2008 | SNCR, Cycl, SD, FF | Annual report
238 | DE | Würzburg | 97076 | Gattinger Str. 31 | Müllheizkraftwerk Würzburg | Bayern, Unterfranken | http://www.zvaws.de | MHKW Würzburg | 2 | 600 | 207000 |  | 58 | 87700 | 43500 |  | 1984 | SD, FF, SCR | Annual report (link)
239 | DE | Wuppertal | 42349 | Korzert 15 | AWG Abfallwirtschaftsgesellschaft mbH Wuppertal | Nordrhein-Westfalen | http://www.awg-wuppertal.de | AWG Wuppertal | 5 | 1281.0128 | 427000 |  |  | 126424 | 55500 |  | 1976 | ESP, SD, AC, SCR
240 | DE | Zella-Mehlis | 98544 | Am Schießstand 15 | Restabfallbehandlungsanlage Südwestthüringen (RABA) | Thüringen | http://www.zast.info/raba_swth.html | MVA Zella-Mehlis | 1 | 518 | 178710 |  | 13.7 | 65000 | 100000 |  | 2007 | SNCR, SD, FF | Annual Report | ave 2,18 | ave 21,75 | ave 188,7 | ave 5 | ave 1,69 | ave 4,32 | ave 0,00 | 0.13 | 0.0065 | ave 0,00035 | 0.0014
241 | DE | Zorbau-Lützen | 06679 | Bayerische Straße 20 | SITA Abfallverwertung GmbH Zorbau | Sachsen-Anhalt | NO INFO | Sita Zorbau | 2 | 993.0099 | 331000 |  |  | 177232 | 5256 | 0.69 | 2005 | SNCR, SD, FF
242 | DK | Aalborg | 9220 | Troensevej 2 | Reno-Nord I/S | Region Nordjylland | http://www.renonord.dk/ | Reno Nord | 3 | 648 | 223560 | [5 empty] | 2005
243 | DK | Aarhus | 8200 | Lisbjergbakken 20 | Kraftvarmeanlæg Århus Nord | Region Midtjylland | http://www.aarhus.dk | Aarhus Nord | 3 | 557 | 192165 | [5 empty] | 2004
244 | DK | Aars | 9600 | Dybvad Møllevej 1 | Aars Fjernvarmeværk | Region Nordjylland | http://www.aarsfjv.dk/ | Aars FJV | 2 | 204 | 70380 | [5 empty] | 1995
245 | DK | Esbjerg | 6705 | Måde Industrivej 35 | L90 Affaldsforbrænding | Region Syddanmark | http://www.l90.dk/ | L90 | 1 | 480 | 165600 | [5 empty] | 2003
246 | DK | Frederikshavn | 9900 | Vensysselsvej 201 | Frederikshavns Affaldskraftvarmeværk A/S | Region Nordjylland | http://www.dongenergy.dk | Frederikshavn | 1 | 120 | 41400 | [5 empty] | 1994
247 | DK | Glostrup | 2600 | Ejbymosevej 219 | I/S Vestforbrænding | Region Hovedstaden | http://www.vestfor.dk/ | I/S Vestforbrenning | 5 | 1824 | 629280 | [5 empty] | 2004
248 | DK | Grenå | 8500 | Kalorievej 9 | Grenaa Forbrændingsanlæg | Region Midtjylland | http://www.grenaa-varmevaerk.dk/grenaa-forbraending | Grena | 1 | 60 | 20700 | [5 empty] | 2000
249 | DK | Haderslev | 6100 | Dybkær 2, | Haderslev Kraftvarmeværk | Region Syddanmark | http://dongenergy.com | Dong Haderslev | 2 | 216 | 74520 | [5 empty] | 1993
250 | DK | Hadsund | 9560 | Fabriksvej 1 | Hadsund Bys Fjernvarmeværk | Region Nordjylland | http://www.hdsfv.dk/ | Hadsund Bys | 2 | 62 | 21390 | [5 empty] | 1984
251 | DK | Hammel | 8450 | Irlandsvej 6 | Hammel Fjernvarme A.m.b.a. | Region Midtjylland | http://www.hammelfjernvarme.dk/ | Hammel | 2 | 144 | 49680 | [5 empty] | 2002
252 | DK | Herning | 7400 | Miljøvej 2 | Knudmose Værket | Region Midtjylland | http://www.energimidt.dk | Herning | 1 | 120 | 41400 | [5 empty] | 1994
253 | DK | Hjørring | 9800 | Mandøvej 8 | Forbrændingsanlæg AVV | Region Nordjylland | http://www.avv.dk/ | AVV Hjorring | 2 | 288 | 99360 | [5 empty] | 1998
254 | DK | Hobro | 9500 | Hvedemarken 13, | I/S Fælles Forbrænding | Region Nordjylland | http://www.isff.dk/Default.aspx | Fælles HOBRO | 2 | 166 | 57270 | [5 empty] | 2001
255 | DK | Høje-Taastrup | 2630 | Lervangen 1-3 | Vestforbrænding I/S (Taastrup) | Region Hovedstaden | http://www.vestfor.dk/ | Taastrup | 2 | 120 | 41400 | [5 empty] | 1989
256 | DK | Holstebro | 7500 | Energivej 2 | Måbjergværket A/S | Region Midtjylland | http://dongenergy.com | Holstebro | 2 | 432 | 149040 | [5 empty] | 1992
257 | DK | Horsens | 8700 | Endelavevej 7 | Horsens Kraftvarmeværk A/S | Region Midtjylland | http://dongenergy.com | Horsens | 2 | 240 | 82800 | [5 empty] | 1992
258 | DK | Horsholm | 2970 | Savsvinget 2 | Nordforbrænding I/S | Region Hovedstaden | http://www.nordf.dk/ | Horsholm | 1 | 288 | 99360 |  | 34 |  |  |  | 1999
259 | DK | København | 2300 | Kraftværksvej 31 | I/S Amagerforbrænding | Region Hovedstaden | http://www.amfor.dk | I_S Kobenhavn | 4 | 1152 | 397440 | [5 empty] | 2000
260 | DK | Kolding | 6000 | Bronzevej 6 | Trekantområdets Affaldsselskab I/S | Region Syddanmark | http://tas-is.dk/ | TAS Kolding | 3 | 413 | 142485 | [5 empty] | 1993
261 | DK | Middelfart | 5500 | Fynsvej 52 | Vestfyns Forbrændingsanlæg | Region Syddanmark | NO INFO | Vestfyn Middelfart | 2 | 96 | 33120 | [5 empty] | 1974
262 | DK | Næstved | 4700 | Ved Fjorden 20 | I/S FASAN | Region Sjælland | http://www.affaldplus.dk/forside | I/S FASAN | 3 | 324 | 111780 | [5 empty] | 2005
263 | DK | Nykøbing | 4800 | Energivej 4 | I/S REFA | Region Sjælland | http://www.refa.dk/ | REFA | 3 | 408 | 140760 | [5 empty] | 1999
264 | DK | Odense | 5000 | Havnegade 120, | Odense Kraftvarmeværk A/S | Region Midtjylland | http://vattenfall.dk | Odense kraftwerk | 3 | 768 | 270000 |  | 24 |  | 79 MJ/s |  | 2000
265 | DK | Rønne | 3700 | Almegårdsvej 8 | Bornholms Affaldsbehandling (BOFA) | Bornholm | http://bofa.dk | BOFA | 1 | 60 | 20700 | [5 empty] | 1991
266 | DK | Roskilde | 4000 | Håndværkervej 70 | KARA/NOVEREN | Region Sjælland | http://www.karanoveren.dk | KARA | 1 | 552 | 190440 |  | 65 |  |  |  | 1999
267 | DK | Skagen | 9990 | Buttervej 66 | Skagen Forbrænding | Region Nordjylland | http://www.avoe.dk/ | Skagen | 1 | 48 | 16560 | [5 empty] | 1979
268 | DK | Skanderborg | 8660 | Norgesvej 13 | Renosyd i/s | Region Midtjylland | http://www.renosyd.dk/ | Renosyd | 2 | 228 | 78660 | [5 empty] | 1992
269 | DK | Slagelse | 4200 | Dalsvinget 11 | Energien | Region Sjælland | http://www.affaldplus.dk/forside | Affaldplus Slagelse | 2 | 240 | 82800 | [5 empty] | 1990
270 | DK | Sønderborg | 6400 | Vestermark 16 | Sønderborg Kraftvarmeværk I/S | Region Syddanmark | http://www.skvv.dk/ | Sonderborg | 1 | 192 | 66240 | [5 empty] | 1999
271 | DK | Svendborg | 5700 | Bodøvej 15 | Svendborg kraftvarmeværk | Region Syddanmark | http://www.svendborgkraftvarme.dk/ | Svendborg Affald | 1 | 144 | 49680 | [5 empty] | 1999
272 | DK | Thisted | 7700 | Industrivej 9, | Kraftvarmeværk Thisted I/S | Region Nordjylland | http://www.kvvt.dk | Thisted | 1 | 154 | 53130 | [5 empty] | 1991
273 | DK | Vejen | 6600 | Koldingvej 30B | Vejen Kraftvarmeværk | Region Syddanmark | http://www.vejen-varme.dk | Vejen | 1 | 103 | 35535 | [5 empty] | 1991
274 | EE | Maardu |  | Saha-Loo tee | IRU Waste to Energy Unit |  | https://www.energia.ee | URI WTE | 1 | 660.6607 | 220000 |  | 17 |  | 50 |  | Under construction | SNCR, SD, FF
275 | ES | Meruelo (Cantabria) | 39192 | Bº La Verna, s/n | TRATAMIENTO INTEGRAL DE RSU DE CANTABRIA | Cantabria | http://www.urbaser.com | Meruelo | 1 | 288 | 99360 |  | 10 |  |  |  | 2006 | Sd, FF
276 | ES | Barcelona (Sant Adrià del Besòs) | 08930 | Avinguda d'Eduard Maristany 44 | Planta de Valorización Energética (PVE), Tersa | Catalunya, Cataluña | http://www.tersa.com/ | TERSA | 3 | 1044 | 360180 |  | 80 |  |  |  | 1975 | ESP, SD, FF | Annual Report | ave 1,81 | ave 8,1 | ave 110,9 | ave 34,5 | ave 0,93 | ave 3,3 | ave 0,09 | ave 0,00318 | ave 0,0056 | ave 0,0065 | ave 0,0118
277 | ES | Girona | 17461 | Paratge De Campdorà, S/N | TRARGISA | Catalunya, Cataluña | NO INFO | TRARGISA | 2 | 144 | 49680 |  | 13 |  |  |  | 1983 | NO INFO
278 | ES | Mataró | 08302 | C/ de la Teixidora, 83 PI Les Hortes del CamíRai | TRM | Catalunya, Cataluña | http://www.plantabrossa-maresme.com | TRM | 2 | 480 | 165600 |  | 46 |  |  |  | 1994 | SD, FF
279 | ES | Tarragona | 43206 | C/ Coure s/n. Polg.Ind.Riu Clar | SIRUSA | Catalunya, Cataluña | http://www.sirusa.es | Sirusa Tarragona | 2 | 480 | 165600 |  | 7.4 |  |  |  | 2004 | SD, FF, SCR
280 | ES | Cerceda (A Coruña) | 15187 | Morzós, 10 bajos, San Roman -Encrovas | Sociedade Galega do Medio Ambiente (SOGAMA) | Galicia, Galiza | http://www.sogama.es | SOGAMA | 2 | 1104 | 506115 | 150 |  |  | None |  | 2002 | SD, FF | Report first half 2011
281 | ES | Palma de Mallorca. | 07120 | Zone 1, Son Reus, | Tirme Son Reus | Islas Baleares, Illes Balears, | http://www.tirme.com/ | Tirme Mallorca | 4 | 900 | 732000 |  | 60 |  | none |  | 1997/2010 | Semi-dry bagfilter, active carbon
282 | ES | Madrid | 28051 | Cañada Real De Merinas, S/N | P.V.E. DE “LAS LOMAS | Madrid | http://www.urbaser.com | TIRMADRID | 3 | 855 | 294975 |  | 29 |  |  |  | 1997 | SD, FF
283 | ES | Melilla | 52002 | Horcas Doradas C/D, s/n | Remesa | Melilla | http://www.remesa.es | REMESA | 1 | 108 | 33750 |  | 12 |  |  |  | 1996 | SD, FF
284 | ES | Bilbao | 48002 | Camino de Artigas, 10 | Zabalgarbi | Euskadi, País Vasco | NO INFO | Bilbao | 1 | 720 | 248400 |  | 70 |  |  |  | 2004 | SNCR, SD FF
285 | FI | Korkeakoski |  |  | Korkeakoski Waste-to-Energy Power Plant |  | http://www.kotkanenergia.fi |  | 1 | 300 | 90000 |  | 8.5 |  | 8 |  | 2009
286 | FI | Oulu | 90630 | Ruskonniityntie 10 | MSW WtE OULU | Pohjois-Pohjanmaa | http://www.ouka.fi | WTE OULU | 1 | 384 | 128000 | [5 empty] | Under construction
287 | FI | Riihimäki, | 11120 | Kuulojankatu 1 | Ekokem Oy |  | http://www.ekokem.fi | Ekokem Oy | 2 | 300 | 100000 | [5 empty] | Under construction | ESP, Wet, FF
288 | FI | Turku | 20380 | Polttolaitoksenkatu 13 | Orikedon Jätteenpolttolaitos |  |  |  | 0 | 0 | 0 | [5 empty] | closed
289 | FI | Koivulahti | 66530 | Energiatie 37 | Westenergy Oy Ab |  | http://www.westenergy.fi | Westenergy | 1 | 450.4505 | 150000 |  | 15 |  | 40 |  | 2012
290 | FI | Vantaa -Helsinki |  | Långmossebergen | Vantaan Energia WTE |  | http://www.vantaanenergia.fi | vantaanenergia | 2 | 960.961 | 320000 |  | 43 |  | 99 |  | Under construction
291 | FO | Leirvik (Faerøer) | FO-520 | Hagaleiti | Brennistøðin á Hagaleiti |  | www.irf.fo | Brennistøðin á Hagaleiti | 1 | 60 | 20700 | [5 empty] | 1989
292 | FO | Torshavn (Faerøer) | FO-110 | Á Hjalla, 188 Hoyvik | Torshavn Forbrændingsanlæg |  |  | Hjalla Torshavn Faroer | 1 | 60 | 20700 | [5 empty] | 1987
293 | FR | Amilly | 45200 | 215 rue de Paucourt | Novergie Montargis | 45 Loiret | http://www.novergie.fr/page/groupe/usines/usine.php?id=16 | UIOM de Amilly | 1 | 67 | 22400 |  |  | 0 | 0 |  | 1969
294 | FR | Antibes-Cannes | 06600 | route de Grasse | Sidom Antibes | 06 Alpes-Maritimes |  | Valomed Antibes | 2 | 432 | 149040 |  | 46 |  |  |  | 1969
295 | FR | Argenteuil | 95100 | 2 rue du Chemin Vert | Novergie Argenteuil | 95 Val-d'Oise | http://www.novergie.fr/page/groupe/usines/usine.php?id=3 | UIOM Argenteuil | 2 | 519.5195 | 173000 |  |  | 100000 | 63600 |  | 1998
296 | FR | Arques | 62510 | 365 Avenue Isaac Newton, | Centre de Valorisation Énergétique, Flamoval | 62 Pas-de-Calais | http://www.smfm-flamoval.fr/ | NO INFO | 1 | 300 | 100000 | 33.4 |  |  |  |  | 2011
297 | FR | Arrabloy | 45500 | Les Gatines | Tiru, incinerateur de Gien Arrabloy | 45 Loiret | http://www.tiru.fr | UIOM Gien Arrabloy | 2 | 240 | 80000 |  | 5.5 | 3001 | 0 |  | 1999
298 | FR | Aurillac | 15000 | 19 rue du Docteur Mallet | Veolia, UIOM d'Aurillac | 15 Cantal | http://www.veolia-proprete.fr/images/veolia/media/departements-ara | NO INFO | 1 | 24 | 7999.9992 | [5 empty] | 1988
299 | FR | Bassens | 33530 | 6--8 Boulevard de l’industrie | Veolia, UIOM DE BASSENS | 33 Gironde |  | UIOM Bassens | 1 | 144 | 47999.9952 | [5 empty] | NO INFO
300 | FR | Bayonne | 64100 | CIVD des Bacheforès, 62 Chemin de Loustaounaou | UIOM de Bayonne | 64 Pyrénées-Atlantiques |  | UIOM de Bayonne | 2 | 84 | 28000 |  | 0 | 0 | 0 | 0 | 1990
301 | FR | Belfort | 90140 | ZI de Bourogne | Belfort (Bourogne) | 90 Territoire de Belfort |  | UIOM de Bourogne | 2 | 296 | 102120 |  | 30 |  |  |  | 2002
302 | FR | Bellegarde sur valserine | 01200 | ZI Arlod Chantavril | Novergie Bellegarde sur valserine SET Faucigny Genevois | 01 Ain | http://www.novergie.fr/page/groupe/usines/usine.php?id=27 | SET Faucigny Genevois | 2 | 384 | 120000 |  |  | 54800 | 0 |  | 1998 | [12 empty] | 0.14
303 | FR | Bellentre - Valezan | 73210 | RN 90 - Lieu Dit Le Praz | Novergie Bourg St Maurice (Valezan) | 73 Savoie | http://www.novergie.fr/page/groupe/usines/usine.php?id=33 | Novergie Centre Est | 1 | 80 | 24000 |  |  | 0 | 0 |  | 1991 | [12 empty] | 0.002
304 | FR | Benesse-Maremne | 40230 | 62 chemin bayonnais | SITCOM Benesse Maremne | 40 Landes |  | Benesse Maremne | 2 | 180 | 59999.994 | [5 empty] | 1985
305 | FR | Besançon | 25000 | 16 Rue Édouard Belin | SECIP Besançon | 25 Doubs | http://www.secip.fr/ | SECIP Besançon | 2 | 168 | 55999.9944 | [5 empty] | 1985
306 | FR | Bessières | 31660 | ZA des Turquès - Route de Montauban | Novergie Bessières (Econotre) | 31 Haute-Garonne | http://www.econotre.fr/ | UIOM Bessières | 2 | 547 | 170000 | [5 empty] | 2001
307 | FR | Blois | 41000 | 161 avenue de Chateaudun | ARCANTE | 41 Loir-et-Cher | http://www.novergie.fr/page/groupe/usines/usine.php?id=2 | Arcante | 2 | 264 | 91080 | 28 |  | 48000 | 17000 |  | 2000
308 | FR | Bordeaux-Bègles | 33323 | rue Louis Blériot | Novergie Bordeaux (Bègles) | 33 Gironde | http://www.novergie.fr/page/groupe/usines/usine.php?id=4 | Novergie Bègles | 3 | 864 | 298080 | 84 |  | 122000 | 0 |  | 1998
309 | FR | Bourgoin-Jallieu | 38314 | 3 rue du Pont Rouge - BP 594 | Veolia Bourgoin Jallieu | 38 Isère | http://www.veolia-proprete.fr/ | Bourgoin-Jallieu | 2 | 528 | 182160 | 64 |  |  |  |  | 2007
310 | FR | Brest | 29200 | 179 Boulevard de l'Europe | Veolia Brest | 29 Finistère | http://www.veolia-proprete.fr/ | Veoilia Brest | 2 | 432 | 143999.9856 | [5 empty] | 1988
311 | FR | Briec de l'Odet | 29510 | ZI Luminoc'h | Veolia Briec (Quimper) | 29 Finistère | http://www.veolia-proprete.fr/ | Veolia Briec | 2 | 192 | 63999.9936 | [5 empty] | 1996
312 | FR | Calce | 66030 | Les Tres Pilous Route départementale 614 | Tiru, UIOM DE Calce (Perpignan) | 66 Pyrénées-Orientales | http://www.tiru.fr | UIOM de Calce | 2 | 528 | 179000 |  | 21.6 | 88802 | 0 |  | 2003 |  | Annual report
313 | FR | Carhaix | 29270 | Site de Kervoazou | Novergie Carhaix | 29 Finistère | http://www.novergie.fr/page/groupe/usines/usine.php?id=6 | Novergie Carhaix | 1 | 90.0901 | 30000 |  |  | 7000 | 0 |  | 1994
314 | FR | Carrières-sous-Poissy (Yvelines) | 78955 | RD 190 lieu dit “La Demie Lieue” | Novergie Azalys | 78 Yvelines | http://www.novergie.fr/page/groupe/usines/usine.php?id=5 | UIOM Carriere sous poissy | 2 | 345.3453 | 115000 |  | 9.3 | 44000 |  |  | 1998
315 | FR | Carrières-sur-Seine | 78420 | 2 rue de l’Union | Novergie CARRIÈRES-SUR-SEINE | 78 Yvelines | http://www.novergie.fr/page/groupe/usines/usine.php?id=7 | Novergie Carrières-sur-seine | 2 | 420.4204 | 140000 |  |  | 10100 | 38000 |  | 1987
316 | FR | Cenon | 33150 | rue Jean Cocteau | Veolia, UIOM de Cenon | 33 Gironde | http://www.veolia-proprete.fr/ | UIOM de Cenon | 2 | 375.3754 | 125000 | [5 empty] | 1983
317 | FR | Châlons en Champagne, La Veuve | 51520 | Rue des Vignettes | Veolia UIOM de Chalons en champagne | 51 Marne | http://www.veolia-proprete.fr/ | UIOM de Chalons en Champ. | 1 | 360 | 124200 |  | 34 |  |  |  | 2005
318 | FR | Chambery | 73000 | 474 RUE ARISTIDE BERGES | UIOM DE Chambery | 73 Savoie | http://www.chambery-metropole.fr/77-usine-d-incineration.htm | UIOM de Chambery | 3 | 346 | 115333.3218 | [5 empty] | 1996
319 | FR | Chartres-Mainvilliers | 28300 | rue mare corbonne | Novergie, UIOM DE Chartres | 28 Eure-et-Loir | http://www.novergie.fr/page/groupe/usines/usine.php?id=20 | UIOM de Chartres | 2 | 360 | 124200 | 38 | 9.44 | 65500 |  |  | 1999
320 | FR | Chateaudun | 28088 | Route de Sancheville | VonRoll INOVA, UIOM DE Chateaudun | 28 Eure-et-Loir | http://www.sinoe.org:8080/exploitgeneassistee/consultActeurService/consultActeur.php?IDACT=1373 | UIOM de Chateaudun | 1 | 82 | 27333.3306 | [5 empty] | 1976
321 | FR | Chaumont / Haute-Marne | 52000 | 7 Rue Emile Baudot | Veolia, UIOM DE Chaumont | 52 Haute-Marne | http://www.veolia-proprete.fr/ | UIOM de Chaumont | 2 | 240 | 82800 |  | 23 |  |  |  | 1998
322 | FR | Chavanod | 74067 | Le champ de l’Ale 310 route du champ de l’Ale | UIOM DE Chavanod | 74 Haute-Savoie | http://www.sila.fr | SILA Chavanod | 3 | 420.4204 | 140000 | [6 empty] | ESP, Wet, FF
323 | FR | Colmar | 68066 | 174, rue de Ladhof | UIOM DE Colmar | 68 Haut-Rhin | http://www.rohr.fr/incinera.htm | UIOM de Colmar | 2 | 288 | 99360 |  | 30 |  |  |  | 1988
324 | FR | Colombelles-Caen | 14460 | 9 rue Francis de Pressencé | Novergie, UIOM DE Caen | 14 Calvados | http://www.novergie.fr/page/groupe/usines/usine.php?id=29 | UIOM de Caen | 2 | 360 | 124200 |  |  | 0 | 89400 |  | 1972
325 | FR | Concarneau | 29900 | Rue Neuve | BIOCEVAL | 29 Finistère |  | UIOM CONCARNEAU | 2 | 187 | 62333 | [5 empty] | 1989
326 | FR | Confort-Meilars (Douarnenez) | 29790 | Ménez Gouret | Tiru, Ouest-Cornouaille SITOM | 29 Finistère | http://www.tiru.fr/spip.php?article263&var_recherche=meilars | UIOM Confort Meilars | 1 | 60 | 18000 | [5 empty] | 1973
327 | FR | Couëron | 44220 | Cité Navale | Veolia, UIOM DE Couëron | 44 Loire-Atlantique | http://www.usine-arcenciel.fr/ | Usine Arcentiel | 2 | 336 | 115920 | [5 empty] | 1994
328 | FR | Couronne | 16113 | Le Mas - Rte de St Michel | Novergie, UIOM DE LA COURONNE | 16 Charente | www.novergie.fr | UIOM de La Couronne | 1 | 120 | 40000 |  |  | 0 | 0 |  | 1986
329 | FR | Créteil | 94000 | 10/11 rue des Malfourches | Novergie Créteil | 94 Val-de-Marne | http://www.novergie.fr/page/groupe/usines/usine.php?id=10 | Novergie Créteil | 2 | 720 | 235000 |  |  | 128100 | 0 |  | 2000
330 | FR | Dijon | 21000 | rue Alexandre Fleming | UIOM DE Dijon | 21 Côte-d'Or | http://www.grand-dijon.fr | UIOM de Dijon | 2 | 556 | 140000 | [5 empty] | 1974
331 | FR | Douchy-les-Mines | 59282 | 7 Rue de Lourches | TIRU UIOM DE Douchy-Les-Mines | 59 Nord | http://www.tiru.fr | UIOM Douchy-Les-Mines | 2 | 240 | 82800 | 25 |  | 34527 |  |  | 1977 |  | Annual report
332 | FR | Dunkerque | 59183 | Rue Alexis Carell | Valnor UIOM de PETITE-SYNTHE | 59 Nord |  | Valnor Dunkerque | 3 | 360 | 120000 | [5 empty] | 2007
333 | FR | Echillais | 17146 | Les Brandes du Château Rte de Soubise | Veolia, UIOM D’Echillais | 17 Charente-Maritime | http://www.veolia-proprete.fr/ | UIOM de Soubise | 2 | 120 | 40000 | [5 empty] | 1990
334 | FR | Fort-de-France / Martinique | 97209 | Morne Dillon Sud | Veolia, UIOM DE Fort-de-France | 97 DOM | http://www.veolia-proprete.fr/ | UIOM de Martinique | 2 | 336 | 112000 | [5 empty] | 2002
335 | FR | Fos-sur-Mer / Marseille | 13270 | ZI DE FOS SUR MER - Route de Quai Minéralier - Lieu-dit Caban sud | EveRé, UIOM DE Fos-sur-Mer | 13 Bouches-du-Rhône | http://www.evere.fr/ | EveRé | 2 | 960 | 331200 | 126 |  |  |  |  | 2008 | SD, FF, SCR | Monthly report
336 | FR | Fourchambault | 58117 | 38 Route de Vauzelles | Veolia, UIOM DE Fourchambault | 58 Nièvre | http://www.veolia-proprete.fr/ | Veolia Fourchambault | 1 | 144 | 48000 | [5 empty] | 2002
337 | FR | Grand Quevilly (Le) | 76120 | Boulevard Stalingrad | Veolia, UIOM DE Rouen | 76 Seine-Maritime | http://www.smedar.fr | VESTA Rouen | 3 | 1044 | 348000 | [5 empty] | 2008
338 | FR | GUADALOUPE |  | Passage de La Gabarre | VALORGABAR | 971 Guadeloupe | http://www.urbaser.com | Guadeloupe | 1 | 330.3303 | 110000 |  | 10 |  |  |  | Under construction
339 | FR | Guerville | 78930 | RD 113 | Veolia, UIOM Guerville | 78 Yvelines | http://www.veolia-proprete.fr/ | UIOM de Guerville | 3 | 288 | 96000 | [5 empty] | 1997
340 | FR | Guichainville | 27930 | Saint Laurent, BP 110 | UIOM DE Guichainville | 27 Eure |  | UIOM Guichainville | 2 | 269 | 90000 | [5 empty] | 2003
341 | FR | Henin-Beaumont | 62427 | CHEMIN DE LA BUISSE | Tiru, UIOM D’Henin-Beaumont | 62 Pas-de-Calais | http://www.tiru.fr | UION de Henin | 2 | 168 | 57960 | 22 |  | 0 | 0 |  | 1973 |  | Annual report
342 | FR | Labeuvriere | 62122 | rue jean de sars | UIOM DE Labeuvriere | 62 Pas-de-Calais |  | UIOM Labeuvriere | 3 | 480 | 160000 | [5 empty] | 2006
343 | FR | Lasse | 49490 | Lande du Chêne de la Mott | Veolia, UIOM DE Lasse | 49 Maine-et-Loire | http://www.veolia-proprete.fr/ | Salamandre | 1 | 300 | 100000 | [5 empty] | 2004
344 | FR | Le Mans | 72000 | 206 RUE ANGEVINIERE | Veolia, UIOM du Mans 1 | 72 Sarthe | http://www.veolia-proprete.fr/ | No INFO | 2 | 504 | 168000 | [5 empty] | 1975
345 | FR | LE PASSAGE | 47201 | Chemin de Punche, MONBUSQ | Novergie, UIOM D’Agen, SOGAD | 47 Lot-et-Garonne | http://www.novergie.fr/page/groupe/usines/usine.php?id=30 | UIOM d'agen | 1 | 101 | 32000 |  |  | 23500 | 0
346 | FR | Lille _Halluin | 59250 | 13-202 Chemin de Péruweltz | CVE Antares (Le Centre de Valorisation Energétique d'Halluin) | 59 Nord | http://www.lillemetropole.fr/index.php?p=977&art_id= | UIOM de Halluin | 3 | 1044 | 360180 | 111 |  |  |  |  | 2001
347 | FR | Limoges | 87280 | Rue de Fougeras | Veolia, UIOM DE Limoges | 87 Haute-Vienne | http://www.veolia-proprete.fr/ | UIOM de Limoges | 3 | 360 | 120000 | [5 empty] | 1989
348 | FR | Livet-et-Gavet | 38212 | Avenue de FAUGERAS | Veolia, UIOM DE Livet-et-Gavet | 38 Isère | http://www.veolia-proprete.fr/ | UIOM de Livet | 1 | 60 | 20000 |  | 0 | 0 | 0 | 0 | 1998
349 | FR | Lons-le-Saunier | 39000 | ZI, rue rené maire | Novergie, UIOM DE Lons le Saunier | 39 Jura | http://www.novergie.fr/page/groupe/usines/usine.php?id=42 | UIOM Lons-le-Saunier | 1 | 120 | 41400 |  | 12 | 5000 | 22000 |  | 1994
350 | FR | Lunel-Viel | 34146 | lieu dit les roussels RN 113 | Novergie, UIOM DE Lunel-Viel | 34 Hérault | http://www.novergie.fr/page/groupe/usines/usine.php?id=18 | UIOM de Lunel-Viel | 2 | 384 | 132480 |  |  | 65000 | 0 |  | 1999
351 | FR | Lyon sud | 69007 | 7 Rue de Dôle - Port Edouard Herriot | UIOM DE Lyon Gerland | 69 Rhône |  | UION de Lyon Garland | 3 | 960 | 331200 | 82 |  |  |  |  | 1990
352 | FR | Marignier | 74970 | 164 Impasse des Gravières | Veolia, UIOM DE Marignier | 74 Haute-Savoie | http://www.veolia-proprete.fr/ | NO INFO | 1 | 120 | 40000 | [5 empty] | 1991
353 | FR | Massy | 91377 | ROUTE DE LA BONDE | UIOM Massy | 91 Essonne | http://massy-antony.reseau-chaleur.fr/ | UIOM de Massy | 2 | 264 | 88000 | 22 |  |  |  |  | 1987
354 | FR | Maubeuge | 59392 | Les gravières Impasse des gravières | VALNOR , UIOM DE Maubeuge | 59 Nord |  | VALNOR Maubeuge | 2 | 264 | 88000 | [5 empty] | 1981
355 | FR | Messanges | 40181 | Z.I. des Terres du Pont Rouge | UIOM DE Messanges | 40 Landes | NO INFO | NO INFO | 1 | 72 | 24000 | [18 empty] | 0.001
356 | FR | Metz | 57463 | 23 Avenue de Blida | UVE de Metz (UIOM) | 57 Moselle | http://www.haganis.fr | UIOM de Metz | 2 | 384 | 128000 | 41 |  |  |  |  | 2001 |  | Annual report
357 | FR | Montauban | 82000 | 786 Avenue Gasseras | Novergie, UIOM DE Montauban | 82 Tarn-et-Garonne | http://www.novergie.fr/page/groupe/usines/usine.php?id=17 | Novergie Montauban | 1 | 120 | 40000 |  |  | 0 | 18500 |  | 1986
358 | FR | Montbeliard | 25200 | Rue du champ du cerf | Veolia, UIOM DE Montbeliard | 25 Doubs | http://www.veolia-proprete.fr/ | Veolia Montbeliard | 2 | 192 | 64000 | [5 empty] | 1987
359 | FR | Montereau-Fault-Yonne | 77305 | 22 rue grande Haie | Veolia, UIOM Montereau | 77 Seine-et-Marne | http://www.veolia-proprete.fr/ | UIOM de Montereau | 1 | 77 | 25600 |  | 0 | 0 | 0 | 0 | 1973
360 | FR | Monthyon | 77122 | Lieu-dit la croix gillet | Veolia, UIOM Monthyon | 77 Seine-et-Marne |  | UIOM de Monthyon | 2 | 336 | 115920 |  | 35 |  |  |  | 1997
361 | FR | Mourenx | 64150 | Route Artix | UIOM DE Mourenx | 64 Pyrénées-Atlantiques |  | NO INFO | 1 | 48 | 16000 | [5 empty] | 1990
362 | FR | Nancy-Ludres | 54328 | ZI 226 rue V Grignard | Veolia, UIOM DE Ludres (Nancy) | 54 Meurthe-et-Moselle | http://www.nancyenergie.fr/ | Nancy Ludres | 2 | 336 | 115920 |  | 32 |  |  |  | 1995
363 | FR | Nantes est | 44326 | 350 rue de l'Etier | Novergie Nantes (Est), Valorena | 44 Loire-Atlantique | http://www.novergie.fr | Valorena Nantes | 2 | 456 | 157320 |  |  | 0 | 136000 |  | 1987 |  | Daily report
364 | FR | Nice | 06000 | 33 Boulevard de l'Ariane | Nice | 06 Alpes-Maritimes |  | UIOM de Nice | 4 | 1296 | 450000 | [5 empty] | 1977
365 | FR | Nîmes | 30900 | Chemin du Mas de Cheylon | Nîmes (EVOLIA) | 30 Gard | http://www.uve-evolia.fr/ | Veolia Nimes | 1 | 336 | 115920 |  | 35 |  |  |  | 2003
366 | FR | Noidans-le-Ferroux | 70387 | Lieu dit les Fouchères | UIOM Noidans le ferroux | 70 Haute-Saône | http://www.idex-groupe.com/metiers/valorisation-des-dechets | UIOM de Noidans-le-Ferroux | 1 | 125 | 41000 | [5 empty] | 2007
367 | FR | Noyelles-Sous-Lens | 62221 | RUE DU DOCTEUR SCHAFFNER | INOVA FRANCE, UIOM DE Noyelles-Sous-Lens | 62 Pas-de-Calais |  | UIOM de Noyelles-sous-Lens | 2 | 322 | 111090 |  | 37 |  |  |  | 1973
368 | FR | Ouarville | 28291 | ZA de Bois Gaillard | Novergie, UIOM D’Ouarville | 28 Eure-et-Loir | http://www.novergie.fr/page/groupe/usines/usine.php?id=36 | UIOM d'Ouarville | 2 | 384 | 120000 |  |  | 60000 | 0 |  | 2000
369 | FR | Paillé (Saint-Jean d’Angely) | 17271 | 18 rue de la garenne | Tiru, UIOM DE PAILLÉ | 17 Charente-Maritime | http://www.tiru.fr | UIOM de la Garenne | 1 | 84 | 26000 |  |  | 0 | 0 |  | 1981 |  | Annual report
370 | FR | Paris, Issy-les-Moulineaux | 92130 | 39-97 Quai du Président Roosevelt | SYCTOM Isséane | 92 Hauts-de-Seine | http://www.syctom-isseane.com/ | SYTCOM Isséane | 2 | 1464 | 460000 |  | 50 |  | 461131 |  | 2007 | Electrofilter, bagfilter, SCR | Annual report
371 | FR | Paris, Ivry XIII | 75013 | 43 rue Bruneseau | SYCTOM, Ivry-Paris XIII | 94 Val-de-Marne | http://www.syctom-paris.fr/ | Syctom Paris Ivry | 2 | 2400 | 730000 |  | ?? | 70711 | 10000 |  | 1969/1997 | Electrofilter, SCR/KAT, wet scrubber | Annual report
372 | FR | Paris, Saint-Ouen | 94300 | 22 - 24 rue Ardoin | SYCTOM, Saint-Ouen Paris | 93 Seine-Saint-Denis | http://www.syctom-paris.fr/ | Syctom Saint-Ouen | 3 | 2736 | 630000 |  | 10 | 11482 | 89000 |  | 1990 | wet Electrofilter, SCR/KAT | Annual report
373 | FR | Passy | 74190 | 1159 Rue La Centrale | Novergie, UIOM DE Passy, SET Mont-Blanc | 74 Haute-Savoie | http://www.novergie.fr | Set Mont Blanc | 1 | 180 | 60000 |  |  | 21300 | 0 |  | 1995 | SD, FF | Monthly report
374 | FR | Pau-Lescar | 64230 | Rue d’Arsonval - ZI Induspal | Novergie UIOM DE Pau | 64 Pyrénées-Atlantiques | http://www.novergie.fr | Pau Lescar | 2 | 280 | 82000 |  | 5.5 | 20700 | 0 |  | 1997
375 | FR | Pithiviers | 45252 | ZI D’INDUSPAL | INOVA France, UIOM DE Pithiviers | 45 Loiret |  | UIOM de Pithiviers | 1 | 78 | 26000 | [5 empty] | 1985
376 | FR | Planguenoual | 22400 | les landes lambert | Novergie, UIOM DE Planguenoual | 22 Côtes-d'Armor | http://www.novergie.fr | UIOM de Planguenoual | 1 | 134 | 42000 |  | 2 | 12300 | 0 |  | 1993 | Dry
377 | FR | Plouharnel | 56168 | Kerarno | Veolia UIOM DE Plouharnel | 56 Morbihan | http://www.veolia-proprete.fr/ | UIOM de Plouharnel | 1 | 100 | 33600 | [5 empty] | 1971 | [12 empty] | 0.004
378 | FR | Pluzunet | 22140 | Site du quelven | Veolia UIOM DE Pluzunet | 22 Côtes-d'Armor | http://www.veolia-proprete.fr/ | UIOM de Pluzenet | 1 | 168 | 56000 | [5 empty] | 1997
379 | FR | Poitiers | 86194 | 1 rue Edouard Branly | Veolia, UIOM DE POITIERS | 86 Vienne | http://www.veolia-proprete.fr/ | UIOM Poitiers | 2 | 192 | 64000 | [5 empty] | 1984
380 | FR | Pontarlier | 25300 | Rue des Tourbières | Novergie, UIOM DE Pontarlier | 25 Doubs | http://www.novergie.fr | UIOM de Pontarlier | 1 | 108 | 37500 |  |  | 0 | 34000 |  | 1989 | Dry, FF
381 | FR | Pontcharra | 38530 | 1293 Avenue Jean François Champollion | UIOM DE Pontcharra | 38 Isère | http://www.idex-groupe.com/metiers/valorisation-des-dechets | UIOM de Pontcharra | 1 | 65 | 21600 |  | 0 | 0 | 0 | 0 | 1977
382 | FR | Pontenx-les-Forges | 40200 | lieu dit larrouza D 46 | Tiru, UIOM DE Pontenx-les-Forges | 40 Landes | http://www.tiru.fr | UIOM de Pontenx-les-forges | 1 | 127 | 40000 |  | 2.4 | 11000 | 0 |  | 1997 |  | Annual report
383 | FR | Pontivy | 56300 | ZI le sourn, Rue Charles le Tellier | Tiru, UIOM DE Pontivy | 56 Morbihan | http://www.tiru.fr | UIOM de Pontivy | 1 | 96 | 28000 |  |  | 0 | 34000 |  | 1990 |  | Annual report
384 | FR | Pontmain | 53181 | route de fougères | Novergie, UIOM DE Pontmain | 53 Mayenne | http://www.novergie.fr | UIOM de Pontmain | 2 | 173 | 57600 |  |  | NO INFO | NO INFO |  | 1984
385 | FR | Rambervillers |  | Route de Romont | Novergie, UIOM DE Rambervillers | 88 Vosges | http://www.novergie.fr/page/groupe/usines/usine.php?id=31 | UIOM de Rambervillers | 3 | 312 | 104000 |  |  | 38600 | 1700 |  | 1983
386 | FR | Reims | 51689 | CHEMIN du moulin de vrilly | Veolia, UIOM DE Reims | 51 Marne | http://www.veolia-proprete.fr/ | UIOM de Reims | 2 | 312 | 104000 | [5 empty] | 1989
387 | FR | Rennes | 35238 | Avenue Charles Tillon | Veolia, Rennes | 35 Ille-et-Vilaine | http://www.veolia-proprete.fr/ | UIOM de Rennes | 2 | 240 | 82800 |  | 29 |  |  |  | 1968
388 | FR | Rillieux La Pape | 69140 | 1110 route du Mas Rillier | Novergie, Lyon Nord (Valorly) | 69 Rhône | http://www.novergie.fr/page/groupe/usines/usine.php?id=35 | Novergie Lyon Nord | 2 | 576 | 192000 |  |  | 36000 | 90000 |  | 1989
389 | FR | Rochelle La | 17300 | ZI Rue Chef de Baie | Veolia, UIOM DE LA ROCHELLE | 17 Charente-Maritime | http://www.veolia-proprete.fr/ | UIOM de La Rochelle | 2 | 192 | 64000 | [5 empty] | 1988
390 | FR | Rosiers-d'égletons (Tulle) | 19300 | Lieu dit les Chaux - RD 12 | Novergie, Rosiers-d'égletons | 19 Corrèze | http://www.novergie.fr/page/groupe/usines/usine.php?id=11 | UIOM Les Chaux | 1 | 127 | 40000 |  | 2.4 | 13400 | 0 |  | 1997
391 | FR | Rouxmesnil-Bouteilles | 76370 | Chemin Rivière | INOVA France, UIOM DE Dieppe | 76 Seine-Maritime |  | UIOM de Dieppe | 2 | 120 | 40000 | [5 empty] | 1971
392 | FR | Rungis | 94569 | 1 rue du Four - Secteur Marée | Veolia, UIOM de Rungis | 94 Val-de-Marne | http://www.veolia-proprete.fr/ | UIOM de Rungis | 2 | 490 | 169050 |  | 35 |  |  |  | 1984
393 | FR | Saint Barthelemy | 97123 | LES CHAUX, ROUTE DEPARTEMENTALE 16 | Tiru, UIOM DE Saint Barthelemy | 97 DOM | http://www.tiru.fr | UIOM de Daint Barthelemy | 1 | 36 | 7500 |  |  |  | yes |  | 2001 |  | Annual report
394 | FR | Saint Benoit la Foret | 37500 | D751, Le Palis | INOVA France, UIOM DE Saint Benoit la Foret | 37 Indre-et-Loire |  | UIOM de Saint Benoit la Foret | 1 | 67 | 22400 | [5 empty] | 1984
395 | FR | Saint Jean de Folleville (Le Havre) | 76170 | ZAC de Port-Jérôme 2 | Novergie, UIOM DE Saint Jean de Folleville | 76 Seine-Maritime | http://www.novergie.fr/page/groupe/usines/usine.php?id=19 | UIOM de Saint Jean | 2 | 576 | 198720 | 61 | 17 | 84400 | 0 |  | 2004
396 | FR | Saint Pierre d'Oléron | 17310 | D734 / Le Bois d’Anga | Saint Pierre Oléron | 17 Charente-Maritime |  | UIOM DE L’ILE D’OLERON | 2 | 120 | 40000 |  | 0 | 0 | 0 | 0 | 1979
397 | FR | Saint Pourcain sur Sioule | 03500 | Les Bouillots - BP 32 | Veolia, Bayet | 03 Allier | http://www.veolia-proprete.fr/ | UIOM de Bayet | 2 | 216 | 72000 | [5 empty] | 1982
398 | FR | Saint Saulve | 59880 | 4, rue du Galibot ZI | TIRU, UIOM DE Saint-Saulve | 59 Nord | http://www.tiru.fr | TIRU Valenciennes | 3 | 360 | 124200 | 38 |  | 30324 | 0 |  | 1977 |  | Annual report
399 | FR | Saint Thibault des Vignes | 77400 | 3 rue Grand Pommeraye - ZA la Courtillière | Novergie, UIOM Saint-Thibault-les-Vignes | 77 Seine-et-Marne | http://www.novergie.fr/page/groupe/usines/usine.php?id=24 | UIOM Saint-Thibault-les-Vignes | 2 | 480 | 140000 |  | 11.5 | 70000 | 0 |  | 1995
400 | FR | Sainte Gemmes sur Loire | 49130 | Quartier de la Roseraie- 36, rue d'Arbrissel | Veolia, Angers | 49 Maine-et-Loire | http://www.veolia-proprete.fr/ | UIOM de angers | 3 | 360 | 120000 | [5 empty] | 1974 | [12 empty] | 0.005
401 | FR | Saint-Ouen-l’Aumone | 95572 | Parc d’activité des Béthunes Avenue du Fief | Veolia UIOM Saint-Ouen-l’Aumone | 95 Val-d'Oise | http://www.veolia-proprete.fr/ | UIOM Saint-Ouen-l’Aumone | 2 | 504 | 168000 | [5 empty] | 1996
402 | FR | Saint-Pantaléon-de-Larche | 19600 | Le Chadelbos | INOVA France | 19 Corrèze |  | INOVA France | 3 | 252 | 84500 | [5 empty] | 1973
403 | FR | Salaise-sur-Sanne | 38468 | Rue Denis Papin | UIOM DE Salaise-sur-Sanne | 38 Isère | http://www.groupe-seche.com | UIOM Salaise-sur-Sanne | 1 | 300.3003 | 100000 | [5 empty] | 1985
404 | FR | Salins-les-Thermes | 73600 | Route de la Rageat, Villarlurin | Novergie, Moutiers | 73 Savoie | NO INFO | NO INFO | 1 | 23 | 7600 |  | 0 | 0 | 0 | 0 | 1991
405 | FR | Saran | 45770 | 651 rue de la Motte Pétrée | Veolia, Saran (Orléans) | 45 Loiret | http://www.veolia-proprete.fr/ | UIOM Saran | 2 | 336 | 112000 | [5 empty] | 1995
406 | FR | Sarcelles | 95200 | 1 rue de Tissonvilliers | Sarcelles (Saren) | 95 Val-d'Oise | http://www.idex-groupe.com/metiers/valorisation-des-dechets | UIOM Sarcelles | 2 | 480 | 160000 | [5 empty] | 1978
407 | FR | Sausheim | 68390 | 1 route de Chalampé | Novergie, Mulhouse 2 | 68 Haut-Rhin | http://www.novergie.fr/page/groupe/usines/usine.php?id=25 | UIOM Sausheim | 2 | 504 | 165000 |  |  | 64700 | 0 |  | 1999
408 | FR | Schweighouse sur Moder | 67590 | ZI du Reid | Novergie, UIOM Haguenau | 67 Bas-Rhin | http://www.novergie.fr/page/groupe/usines/usine.php?id=26 | UIOM Hagenau | 2 | 240 | 80000 |  |  | 9100 | 44500 |  | 1990
409 | FR | Sens | 89100 | Rue des Longues Raies - Z.I. des Vauguillettes | Veolia, Sens | 89 Yonne | http://www.veolia-proprete.fr/ | Sens | 1 | 72 | 24000 | [5 empty] | 1988
410 | FR | Sète | 34200 | Avenue des Eaux Blanches | Veolia UIOM de Sète | 34 Hérault | http://www.veolia-proprete.fr/ | UIOM de Sète | 1 | 135 | 44800 | [5 empty] | 1992
411 | FR | Strasbourg | 67000 | 3 route du Rohrschollen | Tiru, Strasbourg | 67 Bas-Rhin | http://www.groupe-seche.com | Tiru Strasbourg | 4 | 1056 | 350000 |  | 22 | 54888 | 0 |  | 1974
412 | FR | Surgères | 17700 | ZI Ouest | UIOM DE SURGERES | 17 Charente-Maritime | NO INFO | UIOM de Surgeres ? | 1 | 84 | 28000 |  | 0 | 0 | 0 | 0 | 1981
413 | FR | Taden-Dinan | 22100 | Les Landes Basses - Route de Ploubalay | UIOM de Taden | 22 Côtes-d'Armor | http://www.idex-groupe.com/metiers/valorisation-des-dechets | UIOM de Taden | 2 | 336 | 115920 | 32 |  |  |  |  | 1997
414 | FR | Thiverval/Grignon/Plaisir | 78850 | Route des Nourrices | UIOM Thiverval Grignon | 78 Yvelines | http://www.cnim.com/ | UIOM de Thiverval-Grignon | 3 | 757 | 262000 | 76 |  |  |  |  | 1974
415 | FR | Thonon-Les-Bains | 74203 | 34 Avenue des Genévriers | Veolia Thonon Les Bains | 74 Haute-Savoie | http://www.veolia-proprete.fr/ | UIOM Thonon Les Bains | 1 | 120 | 40000 | [5 empty] | 1994
416 | FR | Tignes | 73320 | Croisement des Brévières | Veolia, Tignes | 73 Savoie | http://www.veolia-proprete.fr/ | NO INFO | 2 | 72 | 24000 | [5 empty] | 1985
417 | FR | Toulon | 83200 | Chemin Gaëtan Gastaldo - Quartier Escaillon | Novergie Toulon | 83 Var | http://www.novergie.fr/page/groupe/usines/usine.php?id=8 | UIOM de Toulon | 3 | 1013 | 350000 | 87 | 19.9 | 96900 | 14200 |  | 1993
418 | FR | Toulouse Mirail | 31100 | 11 Chemin de Perpignan | Veolia Toulouse | 31 Haute-Garonne | http://www.veolia-proprete.fr/ | Veolia Toulouse | 4 | 1056 | 352000 | 100 |  |  |  |  | 2006 | Dry, Wet, FF, SNCR
419 | FR | Tronche (La ) | 38700 | 50 Chemin de la Carronnerie | Compagnie de chauffage, UIOM DE Tronche (La ) | 38 Isère | http://www.cciag.fr/ | UIOM d'La Tronche | 3 | 594 | 198000 | [5 empty] | 1972
420 | FR | Tronville en Barrois | 55310 | Route Nationale | Novergie Tronville en Barrois | 55 Meuse | http://www.novergie.fr/page/groupe/usines/usine.php?id=32 | Novergie Tronville | 1 | 84 | 30000 |  |  | 0 | 14200 |  | 1983
421 | FR | Vaux -le-Penil - Melun | 77000 | Route de Nangis - ZAC du Tertre de Chérisy | UIOM Vaux Le Penil | 77 Seine-et-Marne | http://www.lombric.com/ | UIOM Melun | 2 | 384 | 132480 |  | 43 |  |  |  | 2001 | SD, FF
422 | FR | Vedène - Avignon | 84270 | 885 Avenue Vidier | Novergie Avignon | 84 Vaucluse | http://www.novergie.fr/page/groupe/usines/usine.php?id=37 | UIOM Novalie | 3 | 432 | 144000 |  |  | 0 | 113800 |  | 1997
423 | FR | Vernou-en-Sologne | 41271 | Rue de Chambord D60 | SMIEEOM, UIOM DE Vernou-en-Sologne | 41 Loir-et-Cher | http://www.smieeom.fr/ | UIOM de Vernou-en-Sologne | 1 | 55 | 18400 | [5 empty] | 1987
424 | FR | Vert le Grand | 91810 | Ecosite | Semardel Vert le Grand | 91 Essonne | www.semardel.fr | Semardel | 2 | 672 | 220000 |  | 24 |  |  |  | 1991 | ESP, SD, FF
425 | FR | Villefranche sur Saône | 69400 | 132 rue benoit Frachon | Tiru, Villefranche/Saône | 69 Rhône | http://www.tiru.fr | Tiru Villefranche | 2 | 264 | 91080 | 27 |  | 21391 | 0 |  | 2002 |  | Annual report
426 | FR | Villejust | 91140 | Route Départementale 118 | Villejust 1 & 2 | 91 Essonne | http://www.siom.fr | Villejust | 2 | 312 | 107640 | [5 empty] | 2008
427 | FR | Villers Saint Paul | 60870 | avenue Frédéric et Irène Joliot Curie | Novergie Esiane | 60 Oise | http://www.novergie.fr/page/groupe/usines/usine.php?id=14 | UIOM Esiane | 2 | 517 | 157000 |  | 14.3 | 63700 | 0 |  | 2004
428 | FR | Vitré | 35500 | Rue des Eaux, ZI de la Haie Robert | Novergie Vitré | 35 Ille-et-Vilaine | http://www.novergie.fr/page/groupe/usines/usine.php?id=38 | UIOM de Vitré | 1 | 96 | 32000 |  |  | 1500 | 21000 |  | 1998
429 | GB | Ardley |  | north of Middleton Stoney | Viridor, Ardley WTE | Oxfordshire | http://www.viridor.co.uk/sites-developments/ardley-efw/ | ardley-efw | 2 | 1104 | 368000 | [5 empty] | under construction
430 | GB | Bexley-Belvedere / Greater London | DA 17 | Norman Road | Riverside Resource Recovery Facility (RRRF) | London | http://www.coryenvironmental.co.uk | RRRF London | 3 | 2145 | 585000 |  | 66 |  |  |  | 2011 | Dry, FF | Hot commissioning status
431 | GB | Billingham | TS23 1PY | Haverton Hill Road, | SITA Teeside EfW Plant | North East | http://www.sita.co.uk | Sita Tees Valley | 3 | 1170 | 390000 | [5 empty] | 1998 | SD, FF
432 | GB | Birmingham | B11 2BA | James Road | Veolia, Tysely ERF | West Midlands | http://www.veoliaenvironmentalservices.co.uk/Birmingham/ | Veolia ERF Birmingham | 2 | 1128 | 350000 |  | 25 |  |  |  | 1996 | SNCR, SD,FF | Monthly data
433 | GB | Bolton | BL3 2NH | Raikes Lane | Viridor, Bolton WTE | Lancashire |  | Viridor Bolton | 1 | 480 | 159999.984 |  | 11 |  |  |  | 1971 | NO INFO
434 | GB | Cardiff | CF24 | Trident Park, Glass Avenue, Oceam way | Viridor Cardiff EfW | Wales |  | Viridor Cardiff | 2 | 1056 | 352000 |  | 20 |  | 50 |  | permit 2011 | SNCR, SD, FF
435 | GB | Chineham | RG24 8LL | Whitmarsh Lane, | Integra North ERF | Hampshire | http://www.veoliaenvironmentalservices.co.uk/Hampshire/ | Veolia, Chineham | 1 | 288 | 99360 |  | 8 |  |  |  | 2002 | SD, FF | Monthly data
436 | GB | Colnbrook Slough | SL3 0FE | Lakeside Road | Lakeside Energy from Waste Ltd. | Berkshire | http://www.lakesideefw.co.uk | Lakeside EFW Colnbrook | 2 | 810.8108 | 270000 |  | 34 |  |  |  |  | SNCR, SD, FF | Monthly data
437 | GB | Coventry | CV3 4AN | Bar Road, | Coventry & Solihull Waste Disposal Company | Coventry City Council | http://www.cswdc.co.uk | CSWDC | 3 | 864 | 298080 |  | 79 |  |  |  | 1975 | Dry, FF | Monthly data
438 | GB | Dudley | DY2 8JT | Lister Road | MES Dudley waste-to-energy plant | West Midlands | http://www.mes-e.co.uk | Dudley | 2 | 288 | 99360 |  | 30 |  |  |  | 1998 | NO INFO
439 | GB | Dumfries | DG1 | Barton's House | Dargaval (ScotGen) Energy from Waste facility, Dumfries | Scotland |  | Dargaval Dumfries | 2 | 180 | 60000 | [5 empty] | 2009 | SNCR, Dry, FF | Report SEPA
440 | GB | Four Ashes | WV10 7DG. | Station Road | Veolia, Four Ashes ERF | Staffordshire |  | Four Ashes ERF | 2 | 960 | 300000 | [5 empty] | under construction
441 | GB | Grimsby, Stallingborough | DN41 8 | South Marsh Road | CYCLERVAL , Newlincs (Groupe Tiru) | North East Lincolnshire Borough Council area | http://www.newlincs.com | Tiru Newlincs Grimsby | 1 | 336 | 90000 |  | 3 | 17631 | 0 |  | 2003 | NO INFO
442 | GB | Huddersfield | HD1 6 | Emerald Street | SITA Kirklees | West Yorkshire | http://www.sita.co.uk | SITA Kirklees | 1 | 408 | 136000 | [5 empty] | 2002 | SNCR, SD, FF
443 | GB | Isle of Wight | PO30 5YX | Forrest Road | RRF Isle of Wight | Isle of Wight | http://www.islandwaste.co.uk | Isle of Wight | 1 | 90.0901 | 30000 |  | 1.8 |  |  |  | 2009 |  | Technical problems
444 | GB | Isles of Scilly, Porthmellon |  |  | St Mary Porthmellon waste incinerator | Isles of Scilly | http://www.scilly.gov.uk/ |  | 1 | 10.5105 | 3500 | [6 empty] | NO INFO
445 | GB | London | SE14 5RS | Landmann Way, Off Surrey Canal Road, | SELCHP ERF | Lewisham, Greenwich, Westminster and Bromley | http://www.selchp.com | SELCHP London | 2 | 1260 | 420000 |  | 35 |  |  |  | 1994 | SNCR, SD, FF | Air Quality Report 2000
446 | GB | London, Enfield | N18 3AG | Advent Way, | London Waste, Energy Centre | London | http://www.londonwaste.co.uk | Energy Centre London | 5 | 1501.5015 | 500000 | [6 empty] | ESP, SD, FF | Report 2009
447 | GB | Maidstone | ME16 0LE | Laverstoke Road | Allington Integrated Waste Management Facility | Kent | http://www.kentenviropower.co.uk/ | WRC Maidstone | 3 | 1500 | 500000 |  | 40 |  |  |  | 2008 | ESP, Dry, FF | Montly report till Jan 2011
448 | GB | Marchwood | SO40 4BD | Oceanic Way | Integra South West ERF | Hampshire | http://www.veoliaenvironmentalservices.co.uk/Hampshire/ | Veolia Marchwood | 2 | 495 | 165000 |  | 14 |  |  |  | 2004 | SD, FF | Monthly data
449 | GB | Newhaven | BN9 0 | North Quay | Veolia Newhaven | South Downs | http://www.veoliaenvironmentalservices.co.uk/southdowns | Veolia Newhaven | 2 | 696 | 226000 | [5 empty] | 2011 | SNCR, SD,FF | Hot commissioning status
450 | GB | North Hykeham |  | Whisby Road | British Waste Recycling Group (WRG) | Lincolnshire | http://www.wrg.co.uk | Lincoln ERF | 0 | 0 | 0 | [5 empty] | Under construction
451 | GB | Nottingham | NG2 3AF | Incinerator Road, Off Meadow Lane | Eastcroft Energy from Waste Facility | Nottinghamshire | http://www.wrg.co.uk | Eastcroft Nottingham | 2 | 562 | 193890 | 54 |  |  |  |  | 1973 | Dry, FF
452 | GB | Oxwellmains, Dunbar | EH 42 | A 1087 | Viridor Oxwelmains | Scotland, East Lothian |  | Viridor Oxwellmains | 2 | 921 | 307200 |  | 25 |  |  |  | Permit 2011 | , SNCR, Sd, FF
453 | GB | Perth, Glenfarg | PH2 9PX | A 912, Binn Farm | Sita Resource Recovery Park Binn Farm | Scotland, Perthshire |  | Sita Perth | 1 | 180 | 60000 |  | 4.65 |  |  |  | Permit 2011 | SNCR, SD, FF
454 | GB | Portsmouth | PO3 5QH | Quartremaine Road | Integra South East ERF | Hampshire | http://www.veoliaenvironmentalservices.co.uk/Hampshire/ | Veolia Portsmouth | 2 | 495 | 165000 |  | 14 |  |  |  | 2005 | SNCR, SD, FF | Monthly data
455 | GB | Runcorn | WA7 4JE | Weston Point | TPSCo, Energy from Waste CHP plant | Greater Manchester Area | http://www.ineoschlor.com | Weston Point Runcorn | 4 | 2552.5526 | 850000 |  | 83 |  | 51 |  | Under construction | SNCR, Dry, FF
456 | GB | Sheffield | S4 7YX | Bernard Road | Veolia, Sheffield ERF | West Yorkshire | http://www.veoliaenvironmentalservices.co.uk/sheffield/ | Veolia Sheffield ERF | 1 | 672 | 240000 |  | 19 |  | 60 |  | 2005 | SNCR, Dry, FF | Monthly data
457 | GB | Shetland Islands, Lerwick | ZE1 0NT | Greenhead, Gremista Road | Lerwick Energy Recovery Plant, SHEAP | Scotland, Shetland Islands | http://www.sheap-ltd.co.uk/ | SHEAP | 1 | 80 | 26000 |  |  |  | 6.5 |  |  | ESP, Wet, FF
458 | GB | Stoke-on-Trent | ST4 4DX | Campbell Road, | MES Stoke-on-Trent Plant | West Midlands | http://www.mes-e.co.uk | Stoke-on-Trent | 2 | 624 | 215280 |  | 61 |  |  |  | 1997 | SD, FF
459 | GB | Wolverhampton | WV1 1QB | Crown Street | MES Wolverhampton Plant | West Midlands | http://www.mes-e.co.uk | Wolverhampton | 2 | 336 | 115920 |  | 35 |  |  |  | 1998 | SD, FF
460 | GB | Douglas (Isle of Man) | IM4 1JH | New Castletown Road | SITA Richmond Hill Energy-from-waste facility | Isle of Man | http://www.sita.co.im/ | Sita Isle of Man | 2 | 180.1802 | 60000 |  | 6 |  |  |  | 2004 | SD, FF | Periodical Report
461 | GB | Dundee | DD4 0 | Forties Road, Claymore Street | Baldovie Waste to Energy Plant | Scotland, Dundee City |  | Baldovie EfW Dundee | 1 | 360.3604 | 120000 |  | 8.3 |  |  |  | 1999 | cycl, FF
462 | GB | Stonehouse | ML9 | Carlisle Road | Scotgen, Dargavel, South Lanarkshire. | South Scotland | http://www.scotgenltd.co.uk/ | Scotgen Carlisle road | 1 | 180.1802 | 60000 | [5 empty] | Under construction | gasfication plant, FF
463 | GB | Crymlyn Burrows, Neath |  |  | Neath Port Talbot (Recycling) Ltd | South Wales | http://www.npt.gov.uk | NO INFO | 1 | 157.6577 | 52500 | [5 empty] | 2002 | NO INFO
464 | HU | Budapest | 1151 | Mélyfúró u. 10-12. | Hulladékhasznosító Mű (HHM) | Budapest | http://www.fkf.hu | HHM Budapest | 4 | 1260 | 420000 |  | 24 |  |  |  | 2005 | SNCR, SD, FF | Annual report
465 | IE | Duleek, Co. Meath |  | Drogheda Road | Indaver Meath, Waste to Energy | North East Ireland | http://www.indaver.ie | Indaver Meath WtE | 1 | 580 | 200000 |  | NK |  | NK |  | 2011 | SNCR, Dry, FF
466 | IE | Ringgaskiddy Cork |  |  |  | Cork County | http://www.ringaskiddywastetoenergy.ie/index.html | ringaskiddywastetoenergy | 1 | 290 | 100050 |  | 60 |  |  |  | permit 2008
474 | IT | Acerra | 80011 | Contrada Pagliarone | Termovalorizzatore di Acerra | Campania, Napoli | http://www.osservatorioacerra.it | TMV Acerra | 3 | 1950 | 600000 | 107.5 |  | 600000 | 0 |  |  | SD, FF, SCR
475 | IT | Arezzo | 52100 | Strada Statale 73 Senese Aretina | AISA s.p.a. | Toscana, AR | www.aisaspa.com | Arezzo | 1 | 114 | 38000 | [5 empty] | 2000 | SNCR - SD - FF
476 | IT | Bergamo | 24100 | via Goltara, 23 | Termovalorizzatore di Bergamo | Lombardia, BG | http://www.apricaspa.it/gruppo/cms/aprica/impianti/termovalorizzazione/bergamo/ | Termovalorizzatore di Bergamo | 1 | 216 | 71999.9928 |  |  | 76000 | 5700 |  | 2003 | FF - DRY - FF - SCR
477 | IT | Bolzano (Bozen) | 39100 | Lungo Isarco Sinistro 57, Linkes Eisackufer 57 | Termovalorizzatore di Bolzano, TRV Bozen | Alto Adige, Süd Tirol | http://www.eco-center.it | ECO Center Bolzano | 1 | 400 | 130000 |  | 14.4 |  | 5.9 |  | renewal, under construction | FF, Wet, SCR
478 | IT | Brescia | 25124 | via Malta 25/R | Termoutilizzatore di Brescia | Lombardia, BS | http://www.a2a.eu | Brescia | 3 | 2400 | 800000 | 176 |  | 602000 | 747000 |  | 2004 | SCR - DRY - FF | Annual report
479 | IT | Busto Arsizio | 21052 | Strada Comunale di Arconate, 121 | Busto Arsizio | Lombardia, VA | http://www.accam.it/dove_siamo.aspx | Busto Arsizio | 2 | 504 | 173880 | 61 |  |  |  |  | 2000 | SCR - WET - FF - WET
480 | IT | Castelnuovo Garfagnana | 55032 | Loc. Belvedere | L’inceneritore di Belvedere | Toscana, Lucca | http://www.severaspa.it | Belvedere | 1 | 36 | 11999.9988 | [5 empty] | 1997 | DRY-FF
481 | IT | Colleferro (Roma) | 00034 | Via Vittorio Emanuele snc | Impianto di Termovalorizzazione di Colleferro | Lazio, RM | http://www.consorziogaia.it/index.php?option=com_content&view=article&id=57&Itemid=67 | Colleferro | 2 | 576 | 191999.9808 |  | 12 |  |  |  | 2003 | SD-FF-SCR
482 | IT | Como | 22100 | Località La Guzza | Termovalorizzatore di Como | Lombardia, CO | http://www.acsm-agam.it/il-termovalorizzatore | Como | 2 | 750 | 249999.975 | [5 empty] | 1967 | ESP, Dry, FF, SCR | Report by month
483 | IT | Coriano (RN) | 47040 | via Raibano 32 | Termovalorizzatore di Rimini | Emilia-Romagna, RN | http://ha.gruppohera.it/impianti/termovalorizzatori/pagina6-081.html | Rimini | 1 | 450 | 150000 | [5 empty] | 2010 | Dry, FF, SCR | Daily report
484 | IT | Corteolona (PV) | 27014 | Loc. Manzola Fornace | Termovalorizzatore di Corteolona | Lombardia, PV | http://www.a2a.eu/ | Termovalorizzatore Corteolona | 1 | 196 | 65333.3268 | [5 empty] | 2004 | SCR-DRY-FF | Daily report
485 | IT | Cremona | 26100 | via Antichi Budri | Inceneritore di Cremona | Lombardia, CR | http://www.aemcremona.it/index.aspx?m=53&did=56 | Incinereritore di Cremona | 2 | 300 | 99999.99 | [5 empty] | 2001
486 | IT | Dalmine (BG) | 24044 | Via Dossi | REA Dalmine | Lombardia, Bergamo | http://www.readalmine.it/ | Rea Dalmine | 2 | 400 | 300000 |  | 19 |  |  |  | 2001 | Dry
487 | IT | Desio (MI) | 20033 | via Gaetana Agnesi n. 272 | Termovalorizzatore di Desio | Lombardia (MB) | http://www.beabrianza.it/impianti/energia-dai-rifiuti.html | Desio | 2 | 240 | 79999.992 | [5 empty] | 2003 | ESP, FF, Wet, SNCR
488 | IT | Ferrara, Cassana | 44124 | Via Cesara Diana , 44 ZONA P.m.i. | Termovalorizzatore di Ferrara Via Diana | Emilia-Romagna (FE) | http://eng.gruppohera.it/group/business_activities/business_environment/termoval/waste_to_energy_plants_ferrara/ | Termovalorizzatore di Ferrara | 1 | 94 | 31333.3302 | [5 empty] | 2002
489 | IT | Ferrara, Malborghetto (FE) | 44100 | Via della Conchetta, 100 | Ferrara Conchetta | Emilia-Romagna (FE) | NO INFO | Ferrara Conchetta | 1 | 150 | 49999.995 | [5 empty] | 1999
490 | IT | Forli-Cesena | 47122 | via Grigioni 19 | Termovalorizzatore diForli | Emilia-Romagna, FC | http://eng.gruppohera.it/group/business_activities/business_environment/termoval/waste_to_energy_plants_forli/page1-221.html | Termovalorizzatore di Forli | 1 | 360 | 120000 | [5 empty] | 2009 |  | Daily report
491 | IT | Gioia Tauro | 89013 | Contrada Cicerna | Impianto di Gioia Tauro | Reggio Calabria | http://www.veolia-proprete.com | Impianto de Gioia Tauro | 2 | 415 | 138333.3195 | [5 empty] | 2005
492 | IT | Granarolo Dell'Emilia | 40057 | via Frullo 5 | Termovalorizzatore di Via del Frullo | Emilia-Romagna, Bologna | http://www.comune.granarolo-dellemilia.bo.it/default.asp?id=135&mnu=135 | Termovalorizzatore di Frullo | 2 | 600 | 199999.98 | [5 empty] | 2001 |  | Daily report
493 | IT | Livorno | 57121 | Via dell'artigianato 32 | TERMOVALORIZZATORE di Livorno | Toscana, Livorno | http://www.aamps.livorno.it/ | Termovalorizzatore di Livorno | 2 | 132 | 43999.9956 | [5 empty] | 2003
494 | IT | Macchiareddu | 09032 | Strada Dorsale Consortile km 10500 | Inceneritore di Capoterra / Macchiareddu | Isola de Sardegna, Cagliari | http://www.tecnocasic.it/ | Inceneratore di Capoterra | 3 | 380 | 126666.654 | [5 empty] | 1995
495 | IT | Macomer | 08015 | Loc. Tossilo | Inceneritore di Macomer Tossillo | Isola de Sardegna, Nuoro | http://www.tme.termomeccanica.com/ | Inceneritore Macomer Tossilo | 2 | 144 | 48000 |  | 2 |  |  |  |  | Dry, FF
496 | IT | Massafra | 74016 | Contrada Console | TERMOVALORIZZATORE DI TARANTO | Puglia, Taranto | http://www.appiaenergy.com/impianto.html | Massafra | 1 | 135 | 45000
497 | IT | Melfi | 85025 | Strada Vicinale Montelungo | Termovalorizzatore di Melfi | Basilicata, Potenza | http://www.fenicespa.com | Melfi | 2 | 228 | 75999.9924 | [5 empty] | 1999
498 | IT | Mergozzo | 28028 | LOC. PRATO MICHELACCIO- Mergozzo | Mergozzo | Piemonte, VB |  | Mergozzo | 0 | 0 | 0 | [5 empty] | closed 2012
499 | IT | Messina | 98167 | Località Pace | L'INCENERITORE DI PACE | Isola de Sicilia | http://www.messinambiente.it/ | Inceneritore di Pace | 2 | 200 | 66666.66 | [5 empty] | 1996 | SD, FF
500 | IT | Milano | 20153 | via Silla 249 | Termovalorizzatore Silla 2 | Lombardia, Milano | http://www.amsa.it | AMSA Silla | 3 | 1740 | 555000 | 184.6 | 59 | 407000 | 108000 |  | 2000 | ESP, SD, FF, SCR | Weekly, annual report | ave 0,04 | ave 0,23 | ave 39,3 | ave 6,5 | ave 0,44 | ave 2,2 | no info | 0,01--0,03 | 0,0011--0,002 | 0,001--0,003 | 0,0009--0,005
501 | IT | Modena | 41100 | via Cavazza 45 | Termovalorizzatore di Modena | Emilia Romagna, Modena | http://eng.gruppohera.it/group/business_activities/business_environment/termoval/waste_to_energy_plants_modena/ | Termovalorizzatore di Modena | 2 | 720 | 239999.976 | [5 empty] | 2009 | SNCR, Dry | Daily report
502 | IT | Montale, Agliana | 51037 | via W. Tobagi, 16 | L´impianto di termovalorizzazione di Montale | Toscana, PT | http://www.cis.pt.it/certificazione-1.htm | Montale | 2 | 150 | 49999.995 |  | 0.8 | 33000 |  |  | 1993 |  | Monthly report | [10 empty] | 0.01
503 | IT | Ospedaletto -ex Deta Lazzeri | 56121 | Strada Statale 206 Emilia | Termovalorizzatore di Pisa | Toscana, Pisa | http://www.geofor.it/index.php?id=40 | Termovalorizzatore di Pisa | 2 | 208 | 69333.3264 | [7 empty] | Daily report
504 | IT | Padua/Padova | 31030 | V.Le Navigazione Interna 34 | Padova, ACEGAS | Veneto, PD | http://www.gruppo.acegas-aps.it/ | ACEGAS Padua | 1 | 375 | 129375 |  | 43 |  |  |  | 2008
505 | IT | Parma | 43122 | Strada della Lupa, 9-11 | Inceneritore di Parma | Emilia-Romagna, PR | NO INFO | Inceneratore di Parma | 2 | 0 | 0 | [5 empty] | under construction
506 | IT | Parona | 27020 | Vecchia Strada Vicinale per Vigevano | Lomellina Energia Srl | Lombardia, PV | http://www.lomellinaenergia.it/ | Lomellina Energia Srl Parona | 2 | 456 | 151999.9848 | [5 empty] | 2000 | SNCR, ESP, FF
507 | IT | Piacenza | 29100 | Via Borgoforte, 22 | Termovalorizzatore di Piacenza (Tecnoborgo) | Emilia-Romagna, PC | http://www.tecnoborgo.com | Tecnoborgo Piacenza | 2 | 360 | 124200 |  | 11.6 |  |  |  | 2002 | SNCR, ESP, FF | Daily report
508 | IT | Pietrasanta | 55045 | Via delle Colmate | Impianto de Termovalorizzatore di Falascaia | Toscana, Lucca | http://www.veolia-proprete.com/ | Pietrasanta | 2 | 180 | 59999.994 | [5 empty] | 2002
509 | IT | Poggibonsi | 53036 | Pian de Foci | TERMOVALORIZZATORE DI POGGIBONSI | Toscana, Siena | http://www.sienambiente.it/imp_termo.htm | Poggibonsi | 2 | 230 | 76666.659 |  | 8.4 |  |  |  | 2008 | Dry, FF, SCR
510 | IT | Porto Marghera | 30175 | Via delle Industrie | Incineratore di Porto Marghera | Veneto, Venezia | http://www.gruppoveritas.it | Venezia, Porto Marghera | 1 | 172 | 59340 |  | 16 |  |  |  | 1998
511 | IT | Potenza | 85100 | Contrada San Luca Branca | Termovalorizzatore di Potenza | Basilicate, Potenza | http://www.veolia-proprete.com/ | Potenza | 2 | 72 | 23999.9976
512 | IT | Pozzilli | 86077 | Via dell'Energia - Zona Ind.le | ENERGONUT | Molise, Isernia | http://www.energonut.it | Energonut | 1 | 258 | 89010 |  | 10 |  |  |  | 2007 | SD, FF | Annual report
513 | IT | Ravenna | 48100 | SS. 309 Romea | Impianto di Recupero Energetico (IRE) Ravenna | Emilia-Romagna, RA | http://eng.gruppohera.it/group/business_activities/business_environment/termoval/waste_to_energy_plants_ravenna/page1-221.html | IRE Ravenna | 1 | 156 | 51999.9948 | [5 empty] | 2000 |  | Daily report
514 | IT | Reggio Emilia | 42100 | via Gonzaga 46 | Termovalorizzatore di Reggio Emilia | Emilia-Romagna, RE | http://www.irenambiente.it | Emilia | 0 | 0 | 0 |  | 4.3 |  |  |  | closed 2012
515 | IT | Roma | 00166 | Via Malagrotta | Inceneritore di Malagrotta | Lazio | http://www.colari.it | Malagrotta | 1 | 40 | 14600 | [5 empty] | 2008
516 | IT | Rufina, Pontassieve | 50068 | SS 67, Tosco Romagnola, km 103.700 | AER/Tiru Rufina, Pontassieve | Toscana, Firenze | http://www.tiru.fr/spip.php?article280 | Rufina Pontassieve | 1 | 36 | 10000 | [5 empty] | 1995
517 | IT | San Vittore del Lazio | 03040 | Località Valle Porchio | Inceneratore di San Vittore del Lazio | Lazio, Frosinone | http://www.acea.it/section.aspx/it/a_r_i_a_acea_risorse_e_impianti_per_l_ambiente?lang=it | Inceneratore di San Vit d. L. | 1 | 288 | 95999.9904 |  | 10 |  |  |  | 2002
518 | IT | Scarlino |  | Casone di Scarlino | Cogeneratore di Scarlino | Toscana, Grosseto | http://www.scarlinoenergia.it/ | Cogeneratore Scarlino | 3 | 410 | 136666.653
519 | IT | Schio | 36015 | Via Lago di Pusiano,4 | Impianto di incenerimento dei rifiuti urbani di Schio | Veneto, Vicenza | http://www.altovicentinoambiente.it/it/page_490.html | Schio | 3 | 197 | 65666.6601 | [5 empty] | 2004 | SNCR-SD-ESP-FF | Annual report
520 | IT | Sesto San Giovanni | 20099 | Via Daniele Manin, 181 | Consorzio Di Servizi Per Lo Smaltimento Dei Rifiuti E Loro Recuperimore | Lombardia, Milano | http://www.coresesto.it/?location=Termo+valorizzatore | Sesto | 3 | 240 | 79999.992 | [5 empty] | 2001 | SNCR - ESP - WET - FF | Annual report | 0.1 | 7.9 | 52.9 | 3.7 | 1 | 0.5
521 | IT | Statte | 74010 | S.S. 7 Appia, km 642 | Statte | Puglia, Taranto | http://www.amiutaranto.it/ | Regione Puglia Statte | 2 | 200 | 66666.66 | [5 empty] | 2001 | SNCR-ESP-SD-FF
522 | IT | Terni | 05100 | Via Ratini 6 | Termovalorizzatore di Terni | Umbria | http://www.acea.it/section.aspx/it/a_r_i_a_acea_risorse_e_impianti_per_l_ambiente?lang=it | Terni | 2 | 100 | 33333.33 | [5 empty] | 1998
523 | IT | Tolentino, Pollenza | 62029 | Strada Provinciale 92 | Termovalorizzatore di Tolentino_Pollenza | Marche, MC | http://www.cosmari.sinp.net/impianti_smaltimento.htm | Inceneratore di Tolentino | 1 | 70 | 23333.331 | [5 empty] | 2003 | SD, ESP, Wet
524 | IT | Torino |  | Strada del Portone | Termovalorizzatore di Gerbido | Piemonte | http://www.trm.to.it | Termovalorizzatore di Gerbido | 3 | 1620 | 421000 | 44 |  |  |  |  | under construction | ESP, FF, SCR
525 | IT | Trezzo Sull'Dada | 20056 | Via Pastore | Thermo Trezzo sull | Lombardia, Milano | http://www.termotrezzo.it/ | Thermo Trezzo Sull'Dada | 2 | 500 | 166666.65 | 18 |  |  |  |  | 2002 |  | Annual report
526 | IT | Trieste | 34147 | via Errera, 11 | Trieste, ACEGAS | Friuli | http://www.gruppo.acegas-aps.it/cms.php?sz=206 | Inceneratore di Trieste | 3 | 612 | 211140 | [5 empty] | 2004 | SNCR, Dry, FF
527 | IT | Valmadrera | 23852 | via Leonardo Vassena 6 | Silea SPA | Lombardia, LC | http://www.sileaspa.it/it/home-page/index | Silea Valmadreda | 2 | 400 | 133333.32 | [5 empty] | 1981 | Dry, FF, SCR, WET, Adiox | annual report | 0.29 | 4 | 111 | 4.6 | 0 | 0.07 | 0.06 | 0.0045 | 0.001 | 0.0005 | 0.00181
528 | IT | Vercelli | 13100 | Vercelli | Vercelli | Piemonte, VC | http://www.vercellienergia.it/ |  | 0 | 0 | 0 | [5 empty] | out of production
529 | IT | Verona | 37132 | via Sasse | Termovalorizzatore di Ca’ del Bue | Veneto, VR | http://www.agsm.it/Areatecnica/ImpiantieReti/Termovalorizzatore/tabid/534/language/it-IT/Default.aspx | Verona | 2 | 576 | 191999.9808 | 34 |  |  |  |  | 1999 |  | annual report
530 | JE | Jersey Island |  |  | La Collette II Reclamation Site | Jersey | http://www.gov.je | La Collette Jersey | 2 | 300.3003 | 100000 | [5 empty] | 2011 | NO INFO
531 | JE | Jersey Island, St Helier | JE2 3 | Bellozanne Valley | Bellozanne Energy from Waste plant. | Jersey | http://www.gov.je | Bellozanne Jersey | 2 | 294 | 80000 | 32 |  |  |  |  | 1979 | NO INFO
1408 | LU | Leudelange | 3346 | Route de Bettembourg | E.ON Energy from Waste, Leudelange S.à r.l. |  | http://www.eon-energyfromwaste.com | EON Leudelange | 1 | 480 | 150000 |  | 17 |  | 18 |  | 2010 | Dry, FF, SCR
1409 | MC | Monaco | MC 98000 | 3 avenue de Fontvieille | Société Monégasque d'Assainissement |  | http://www.sma.mc | SMA Monaco | 2 | 278 | 78000 |  | 25 |  |  |  | 1980 | ESP, wet, FF, SCR
1410 | MT | Marsa, Malta |  | Triq Il Biccerija | WasteServ Malta Ltd Incinerator | Malta | http://www.wasteservmalta.com | Waste serve Malta | 1 | 40 | 13000 | [5 empty] | 2008 | Dry, FF | Daily report
1412 | NL | Alkmaar | 1812 RD | Jadestraat 1 | HVC-Alkmaar | Noord-Holland, Flevoland | http://www.hvcgroep.nl | HVC Alkmaar | 4 | 1992 | 664000 |  |  |  |  | 0.69 | 2005
1413 | NL | Amsterdam | 1045 BA | Australiëhavenweg 21 | Afval Energie Bedrijf Amsterdam (AEB) | Amsterdam, Schiphol | http://www.afvalenergiebedrijf.nl | AEB Amsterdam | 6 | 4493 | 1497600 |  | 146 | 1000000 | 83340 | 0,67--0,91 | 2007 | Wet scrubbers, electrofilter | Annual report 2009
1414 | NL | Delfzijl-Farmsum | 9936 HD | Oosterhorn 38 | E.ON Energy from Waste Delfzijl B.V. | Groningen | http://www.eon-energyfromwaste.com | E.ON Delfzijl | 2 | 1152 | 384000 |  | 31 | 240000 | 705612 | 0.75 | 2008 | Bagfilter, SCR, bagfilter
1415 | NL | Dordrecht | 3313 LA | Baanhoekweg 40 | HVC-Dordrecht | Zuid-Holland | http://www.hvcgroep.nl | HVC Dordrecht | 4 | 696 | 232000 |  |  |  |  | 0.71 | 1992
1416 | NL | Duiven | 6921 PZ | Rivierweg 20 | AVR (locatie Duiven) | Gelderland | http://www.vangansewinkelgroep.com | AVR Duiven | 3 | 1080 | 360000 |  |  |  |  | 0.61 | 1990
1417 | NL | Harlingen | 8861 NW | Lange Lijnbaan 14 | Reststoffenenergiecentrale (REC) | Fryslân, Friesland | http://www.omrin.nl | REC Omrin | 1 | 672 | 223999.9776 |  |  |  | 384000 | 1 | 2011 | Electrofilter, bagfilter, SCR | Half year report
1418 | NL | Hengelo | 7554 RT | Bolderhoekweg 51 | Twence | Overijssel | http://www.twence.nl/ | Twence Hengelo | 3 | 1656 | 571320 |  | 191 |  |  | 0,79--0,88 | 2008
1419 | NL | Moerdijk | 4782 PM | Middenweg 34 | Attero Zuid (AZN) | Noord-Brabant, Limburg | https://www.attero.nl | Attero Moerdijk | 4 | 3029 | 1045005 |  |  |  |  | 1.01 | 2008
1420 | NL | Roosendaal | 4703 RK | Potendreef 2 | SITA ReEnergy Roosendaal | Noord-Brabant, Zeeland | http://www.sita.nl/ | Sita Roosendaal | 4 | 1267 | 422400 |  |  |  |  | 0.75 | 2008
1421 | NL | Rotterdam | 3081 AC | Brielselaan 175 | AVR-Brielselaan |  |  | AVR Brielselaan | 0 | 0 | 0 | [5 empty] | Closed
1422 | NL | Rotterdam Botlek | 3197 KK | Prof. Gerbandyweg 10 | AVR-Rozenburg | Zuid-Holland | http://www.vangansewinkelgroep.com | AVR Rozenburg | 7 | 4351 | 1450400 |  |  |  |  | 0.62 | 1992
1423 | NL | Weurt | 6551DX | Nieuwe Pieckelaan 1 | Afvalverwerking Regio Nijmegen (ARN) | Gelderland, NRW | http://www.arnbv.nl/ | ARN BV | 2 | 720 | 280000 | 78 |  | 160000 | 194460 | 0.67 | 1995 | ESP, WET, SCR, FF | Annual report | 1.3 | 0.9 | 62 |  |  | 0.2 | 0.2 | < 0,08 | < 0,004 | 0.002 | 0.02
1424 | NL | Wijster | 9418 TM | Vamweg 7 | Attero-Noord Essent Milieu | Drenthe, Utrecht, Noord-Brabant | https://www.attero.nl | Attero Wijster | 3 | 1728 | 576000 |  | 180 |  |  | 0.62 | 1992
1449 | PL | Bialystok |  |  | Przedsiębiorstwo Usługowo-Handlowo-Produkcyjne "LECH" Sp. z o.o. (LECH). |  |  |  | 0 | 0 | 0 | [5 empty] | planned 2015
1450 | PL | Warszawa | 04-459 | ul. Gwarków 9 | Zaklad Unieszkodliwiania Stalych Odpadów Komunalnych (ZUSOK) | Warszawa | http://www.zusok.com.pl | ZUSOK Warsawa | 1 | 120.1201 | 40000
1451 | PT | Madeira Island | 9135 | Caminho das Figueirinhas | Waste Incinerator Meia-Serra | Madeira |  | Madeira Meia-Serra | 2 | 384 | 128000 | [5 empty] | 2004 | SNCR, SD, FF
1452 | PT | Maia, Oporto | 4471-907 | Lugar de Cretins | LIPOR, Central de Valorização Energética | Oporto | http://www.lipor.pt | Lipor Oporto | 2 | 1280 | 441600 |  | 105 |  |  |  | 1999 | SD, FF
1453 | PT | S. Joao de Talha | 2696-801 | Plataforma Ribeirinha da CP | Central de Tratamento de Residuos CTRSU | Lisboa, Setubal | http://www.valorsul.pt | CTRSU Lisboa | 5 | 3360 | 1120000 | [5 empty] | 2004 | SNCR, SD, FF
1457 | SE | Avesta | 774 35 | Industrigatan 40 | Källhagsverket i Avesta | Dalarnas län | http://www.fortum.com/ | Werk Avesta | 3 | 360 | 119999.988 |  |  | 0 | 160000 |  | 1980
1458 | SE | Boden | 961 40 | Degerbergsvägen 2 | Värmeverket i Boden | Norrbottens län | http://www.bodensenergi.se | Boden | 1 | 192 | 63999.9936 |  |  | 2400 | 174800 |  | 1997
1459 | SE | Bollnäs | 821 30 | Aseavägen 8 | Säverstaverket i Bollnäs | Gävleborgs län | http://www.bollnasenergi.se | Säverstaverket i Bollnäs | 2 | 240 | 79999.992 |  |  | 0 | 117290 |  | 1983 | cycl, FF, wet | Annual report | [10 empty] | 0.188
1460 | SE | Borås | 504 68 | Kilsundsgatan 14 | Rya plant | Västra Götalands län | http://www.borasenergimiljo.se | Rya Plant Borås | 2 | 280 | 93600 |  |  | 47100 | 213500 |  | 1965
1461 | SE | Borlänge | 781 78 | Ritargatan 1 | Bäckelundsverket | Dalarnas län | http://www.borlange-energi.se | Borlänge | 1 | 132 | 43999.9956 |  |  | 0 | 77890 |  | 1982
1462 | SE | Eksjö | 575 36 | Telegatan 8 | Eksjö Energi AB | Jönköpings län | http://www.eksjoenergi.se | Eskjo-Energi | 1 | 57.2973 | 19080 |  |  | 14530 | 139940
1463 | SE | Finspång | 612 44 | Leverstorpsvägen 10 | Finspång Värmeverk | Östergötlands län | http://www.finspang.se | Fjärrvärmeutbyggnaden | 1 | 90 | 30000 |  |  | 0 | 73200 |  | 2004
1464 | SE | Göteborg | 415 07 | Lemmingsgatan 9 | Renova Sävenäsverket i Göteborg | Västra Götalands län | http://www.renova.se | Renova Goteborg | 4 | 1728 | 550000 |  |  | 235460 | 1201700 |  | 2009 | ESP, Wet, Wet ESP, SCR/Cat | Annual report
1465 | SE | Halmstad | 302 44 | Kornhillsvägen | Kristinehedsverket i Halmstad | Hallands län | http://www.hem.se | HEM Kristinehedsverket | 2 | 240 | 82800 |  | 28 | 58720 | 407270 |  | 1971 | ESP, Wet, FF, SCR
1466 | SE | Haninge | 136 26 |  | Vattenfall Bollmora Värmeverk | Stockholms län | LESS INFO |  | 1 | 600 | 199999.98 | [5 empty] | 1968
1467 | SE | Hässleholm | 281 41 | Tippvägen 7 | Beleverket i Hässelholm | Skane | http://www.hassleholmmiljo.se/ | Beleverket Hässelholm | 1 | 120 | 39999.996 |  |  | 7420 | 100000 |  | 2003 |  | Annual report | [10 empty] | 0,001 ng/m3
1468 | SE | Helsingborg | 254 64 | Hjortshögsvägen | Filbornaverket | Skane | http://www.filbornaverket.se/ | Location Filborna Plant | 2 | 660.6607 | 220000 | 58 | 17 |  |  |  | 2012 | ESP, Wet, Adiox
1469 | SE | Jönköping | 556 52 | Energivägen 10 | Torsvik, Jönköping Energi | Jönköpings län | http://www.jonkopingenergi.se | Jönköping Energi | 1 | 480 | 160000 |  | 16.2 | 111550 | 356150 |  | 2006 | WET, FF
1470 | SE | Karlskoga | 691 33 | Värmeverksvägen 10 | Karlskoga Kraftvärmeverk | Örebro län | http://www.karlskogaenergi.se | Karlskoga Werk | 1 | 120 | 39999.996 |  |  | 33290 | 265520 |  | 1986
1471 | SE | Karlstad | 651 84 | Hedvägen 20 | Avfallsvärmeverket på Heden | Värmlands län | http://www.karlstadsenergi.se | Karlstad Energy | 2 | 336 | 111999.9888 |  |  | 0 | 160930 |  | 2005
1472 | SE | Kil | 665 23 |  | Kils Energi AB | Värmlands län | http://www.kil.se/kils-energi | NO INFO | 1 | no info |  |  |  | 0 | 32610
1473 | SE | Kiruna | 981 38 | Värmeverksvägen 12 | Kiruna Värmeverk | Norrbottens län | http://www.tekniskaverkenikiruna.se/ | Värmeverk Kiruna | 2 | 106 | 35333.3298 |  |  | 28410 | 138850 |  | 1985
1474 | SE | Kisa | 590 39 | Karlebyvägen 1 | Tekniska Verken, biowaste | Östergötlands län | http://www.tekniskaverken.se | NO INFO | 1 | 76 | 26220 |  | 6 |  |  |  | 1983
1475 | SE | Köping | 731 98 | Norsavägen 13 | Norsaverket | Västmanlands län | http://www.vafabmiljo.se/ | Norsaverket | 1 | 120 | 39999.996 |  |  | 0 | 77260
1476 | SE | Kumla | 692 92 | Norrtorp | Sydkraft SAKAB WTE2 | Örebro län | http://www.sakab.se/ | SAKAB Norrtorp | 1 | 411.3213 | 136970 |  |  | 58410 | 228900 |  | 2003 | SD, FF, WET | Annual report | [6 empty] | 0,45 mg/m3 | 0,27 mg/m3 |  |  | 0,00287 ng/m3
1477 | SE | Landskrona - Dammhagen | 261 80 | Förrådsgatan | Hetvattencentralen i Landskrona | Skane | http://www.landskronaenergi.se/om-oss/aktuellt/energiknuten/ | Landskrona | 1 | 91.0811 | 30330 | 23 | 8 |  |  |  | under construction | SNCR, SD, FF, Wet, Adiox
1478 | SE | Lidköping | 531 88 | Sjöhagsvägen 8 | Lidköpings Värmeverk | Västra Götalands län | www.lidkoping.se | Lidköpings Värmeverk | 3 | 588 | 195999.9804 |  |  | 18430 | 290020 |  | 1983
1479 | SE | Linköping | 58 275 | GÄRSTADSVÄGEN 5 | Gärstadverket i Linköping CHP 50, CHP 60 | Östergötlands län | http://www.tekniskaverken.se/ | Gärstadverket i Linköping | 4 | 1201.2012 | 400000 |  |  | 129950 | 987940
1480 | SE | Ljungby | 341 35 | Märta Ljungbergsvägen 61 | Ljungsjöverket i Ljungby | Kronobergs län | http://www.ljungby-energi.se/ | Ljungby Värme | 1 | 141.1411 | 47000 |  |  | 14660 | 114000
1481 | SE | Malmö | 20313 | Spillepengsgatan 211 | Sysav | Skane | www.sysav.se | Sysav Malmo | 4 | 1600 | 550000 |  |  | 141220 | 1268280 |  | 2008 | ESP, WET, SCR
1482 | SE | Mora | 792 36 | Vattugatan 1 | Sita Sverige AB, Mora | Dalarnas län |  | Sita Mora | 1 | 75.6 | 25199.9975 |  |  | 0 | 43120 |  | 1981
1483 | SE | Norrköping | 601 71 | Energigatan 5 | Sydkraft P14 AB, Händelöverket | Östergötlands län |  | E.On Värme | 1 | 576 | 191999.9808 |  |  | 75900 | 432180
1484 | SE | Skövde | 541 36 | Energivägen | Skövde Värmeverk SVV | Västra Götalands län | http://www.varmeverk.skovde.se/ | Skövde Värmeverk | 1 | 168 | 55000 | 20 | 1.8 | 11780 | 127110 |  | 2003 | SNCR, Dry, FF
1485 | SE | Södertälje | 152 07 | Nynäsvägen 43 | Igelstaverket | Stockholms län | http://www.soderenergi.se | Söderenergi | 1 | 750.7508 | 250000 |  |  | 0 | 885750
1486 | SE | Stockholm-Rosersberg |  | Norrsundavägen | AB Fortum Värme ,Brista 2 | Stockholms län | http://www.fortum.com | Fortum Stockholm | 1 | 864 | 280000 | 80 |  | no info | no info |  | 2011
1487 | SE | Stockholm-Bandhagen | 124 59 | Kvicksundsvägen 16 | Högdalenverket i Stockholm | Stockholms län | http://www.stockholm.se/ | Hogdalenverket Stockholm | 5 | 2520 | 839999.916 |  | 47 | 332800 | 2018200 |  | 2005
1488 | SE | Sundsvall | 851 23 | Sjöfartsvägen | Korstaverket i Sundsvall | Västernorrlands län | http://www.sundsvallenergi.se/ | Sundsvall Energy | 1 | 144 | 47999.9952 |  |  | 79400 | 415170 |  | 1984
1489 | SE | Uddevalla | 451 55 | Nitstansvägen 2 | Lillesjöverket | Västra Götalands län | http://www.uddevallaenergi.se/ | Lillesjöverket | 1 | 264 | 87999.9912 |  |  | no info | no info |  | 2009
1490 | SE | Umeå | 905 95 | Energivägen 1 | Dåva kraftvärmeverk | Västerbottens län | http://www.umeaenergi.se | DAVA Umea | 2 | 667 | 200000 |  |  | 81320 | 378570 | 1.35 | 2010
1491 | SE | Uppsala | 753 23 | Bolandsgatan 11 | Vattenfall, Block 5 | Uppsala län | http://www.vattenfall.com/en | Uppsala, Block 5 | 4 | 840 | 280000 |  |  | 0 | 1147960 |  | 1983 | ESP, Wet, FF
1492 | SE | Västervik | 593 50 | Värmeverksgatan 5 | Stegeholmsverket i Västervik | Kalmar län | http://miljoenergi.vastervik.se/ | Värmeverk, Västervik | 2 | 138.1381 | 46000 |  |  | 0 | 117130
1498 | SK | Bratislava | 821 07 | Vlčie hrdlo 72 | Spaľovňa Bratislava | Bratislava | http://olo.sk | Spalovna Bratislava | 2 | 405.4054 | 135000 |  | 6.3 |  |  |  | 2002 | SD, AC FF
1499 | SL | Celje | 3000 | Kotna ulica | Toplarna Celje, WtE CHP Plant | Savinja region | http://www.rcero-celje.si | Celje WTE | 1 | 105.1051 | 35000 |  | 2.1 |  | 13 |  | 2008 | SNCR, Dry, Ceramic, FF
[8 empty] | Number of lines | 925
[8 empty] | Total capacity/day |  | 255624.2998
[8 empty] | Total capacity/year |  |  | 85415174.3347
[8 empty] | Maximum capacity |  | 4493 | 1497600
[8 empty] | Average | 1.9723 | 546.2058 | 182511.0563

## Japan, Prefectures
Draft 2.0
|  |  | still under construction |  | Waste to Energy-facilities in Japan |  |  | Afvalverbrandingsinstallaties in Japan |  |  | Disclaimer: The Composer of this document is not responsible for, and expressly disclaims all liability for, damages of any kind arising out of use, reference to, or reliance on any information contained within the site. While the information contained within the site is periodically updated, no guarantee is given that the information provided in this website is correct, complete, and up-to-date. Although this file may include links providing direct access to other Internet resources, including websites, the Composer is not responsible for the accuracy or content of information contained in these sites. | [8 empty] | The overview for Japan is complete, as far as visible in Google Earth, for the Prefectures: 1, 2, 4, 6, 8, 9, 11, 12, 13, 14, 16, 17, 23, 26, 27, 37, 38, 39, 41, 45. It is still not complete for the small facilities (< 3.000 kg/h) in other prefectures. However the list of facilities, in Japanese language, is available on my website.
|  |  | 草案 |  |  | 日本 クリーンセンター
C. Coenrady
|  |  | Netherlands |  |  | January 02, 2013
File No. | Japan Facility Number | Country | City | Zipcode | Address of the Plant | Local name of the Plant | Primary Service Area | Website | Hyperlink Google Maps (and Streetview) | Number of Streams | Total plant throughput [Mg/day] | Plant throughput [Mg/year] | Energy capacity |  |  |  | Start-up, (newest line or retrofit) | Flue-gas cleaning | Current information on emissions | Parameter Total dust range, (yearly average) | Parameter SO2 range, (yearly average) | Parameter NOx range, (yearly average) | Parameter CO range, (yearly average) | Parameter CxHy (TOC) range, (yearly average) | Parameter HCL range, (yearly average) | Parameter HF | Parameter Heavy Metals (Sb+As+Pb+Cr+ Co+Cu+Mn+Ni+V) | Parameter Cd+Tl | Parameter Hg | Parameter PCDD/F
Nr |  | Land | Standort | Postleitzahl | Adresse der Anlage | Übliche Name der Anlage | Einzugsgebiet | Webseite | Hyperlink Google Maps | Anzahl Linien | Durchsatz pro Tag (Gesamtanlage) | Durchsatz pro Jahr | Energische Leistung |  |  |  | Inbetriebsetzung | Rauchgasreinigung | Aktuelle Informationen über Emissionen | Gesamtstaub | Schwefeldioxid | Stickstoffdioxid | Kohlenmonoxid | Gesamtkohlenstoff | Chlorwasserstoff | Fluorwasserstoff | Schwermetalle | Cadmium und Thallium | Quecksilber | Dioxine und Furane
N° |  | Pays | Cité | Code Postal | Adresse de l'usine | Nom local d'usine | Région de service | Site Internet | Lien hypertexte sur Google Maps | Nombre de lignes | Capacité par jour | Capacité par année | Puissance energie |  |  |  | Mise en service | L'épuration des fumées | L'information actuelle sur les émissions | Poussière totale | Dioxyde de soufre | Oxyde d'azote (NOx) | Monoxyde de carbone | Carbone organique total | Chlorure d'hydrogène | Fluorure d'hydrogène | De métaux lourds |  | Mercure (Hg) | Dioxines et furannes
N. |  | Paese | Città | Codice Postale | Indirizzo dell'impianto | Impianto | Regione | Sito Internet | Collegamento ipertestuale su Google Maps | Numero linee | Capacità all'jour | Capacità all'anno | Potenza energie |  |  |  | Messa in servizio | Depurazione dei fumi | Informazioni aggiornate sulle emissioni | Polveri Totali | Ossidi di zolfo | Ossidi di azoto (NOx) | Monossido di carbonio | Carbonio organico totale | Acido cloridrico | Acido fluoridrico | Metali Pesanti | Cadmio e Tallio | Mercurio | Diossine e furani
|  | 国家 | 城市 |  | 興建地點 | 焚化廠名稱 |  | 本廠網址 | 中粘贴链接(Google Maps) | 焚化爐數 | 設計處理量(公噸/日) | 設計處理量 |  |  |  |  | 營運日期 |  |  | 總懸浮微粒 | 二氧化硫 | 氮氧化物 | 一氧化碳 | 总有机碳量 | 氯化氫 |  |  |  | 汞 | 戴奧辛檢測
| 施設コード | 国家 | 組合名 | 郵便番号 | 住所 | 施設名 |  | ウェブサイト | 用リンク(Google Maps) |  | 処理能力 | 処理能力 |  |  |  |  | 稼働開始 |  |  | ばいじん濃度 | 硫黄酸化物濃度 | 窒素酸化物濃度 | 一酸化炭素濃度 | 全有機炭素 | 塩化水素濃度 |  |  |  | 水銀 | ダイオキシン類濃
|  | 국가 | 도시 |  | 소 재 지 | 시설명 |  | 웹 사이트 | 하이퍼 링크를 |  | 시설용량 , 톤/일 | 시설용량 | [7 empty] | 입자상물질 | 황산화물 | 질소산화물 | 일산화탄소 | 총 유기 탄소 | 염화수소 |  |  |  | 수은 | 다이옥신
Nr. |  | Land | Stad | Postcode | Adres installatie | Gebruikelijke naam installatie | Verzorgingsgebied afvalverwerking | Website | Hyperlink Google Maps | Aantal lijnen | Afvaldoorzet per dag (totale installatie) | Afvaldoorzet per jaar | Energieopbrengst |  |  |  | Inbedrijfname | Uitvoering rookgasreiniging | Actuele informatie over emissies | Totaal stof | Zwaveldioxide | Stikstofoxiden | Koolmonoxide | Onverbrande koolwaterstoffen | Zoutzuur | Waterstof-fluoride | Som zware metalen | Cadmium en Thallium | Kwik | Dioxinen en furanen
[12 empty] | ≥ 8000 hours/year | Boiler | Electricity, turbine | Electricity export | Heat export |  |  |  | mg / m3 | mg / m3 | mg / m³ | mg / m³ | mg / m³ | mg / m³ | mg / m³ | mg / m3 | mg / m³ | mg / m3 | ng TEQ/m3
[14 empty] | MWe | MWhe/y | MWhth/y
749 | 01-000-xx | JP | Iwamizawa |  |  | Incineration facility Kitamura | 01 Hokkaido Prefecture | http://www.city.iwamizawa.hokkaido.jp/ |  | 1 | 15 | 4999.9995 |  |  |  |  | closed 2012
976 | 01-001-xx | JP | Naka-Kita Sorachi |  |  |  | 01 Hokkaido Prefecture | http://www.hz-inova.com |  | 2 | 86 | 28666.6638 |  |  |  |  | 2013
1129 | 01-100-04 | JP | Sapporo-Makomanai | 005-0861 | Kamaoka 602 | Southern District Incineration plant Kamaoka | 01 Hokkaido | http://www.city.sapporo.jp/ | Sapporo Makomanai | 2 | 600 | 199999.98 |  |  |  |  | 1985
1130 | 01-100-05 | JP | Sapporo-Nishi | 063-0835 | 14-1-1 Hassamu 15 Jo | Hatsusamu incineration plant | 01 Hokkaido | http://www.city.sapporo.jp/ | Sapporo Hatsusamu | 2 | 600 | 207000 | 87 |  |  |  | 1992
1128 | 01-100-06 | JP | Sapporo-Shiroishi |  | 2170 Higashiyonesato | Shiroishi Incineration plant | 01 Hokkaido | http://www.city.sapporo.jp/ | Sapporo Shiroishi-ku | 3 | 900 | 299999.97 |  |  |  |  | 2002
642 | 01-202-01 | JP | Hakodate | 040-0022 | Hinode-cho 26-2 | Hakodate City Sunrise Clean Center | 01 Hokkaido Prefecture | http://www.city.hakodate.hokkaido.jp | Hakodate Clean Center | 3 | 420 | 139999.986 |  |  |  |  | 1992
562 | 01-204-01 | JP | Asahikawa | 070-0821 | 13 Chikabumicho | Incineration plant Chikabumi Asahikawa | 01 Hokkaido Prefecture |  | Chikabumi Asahikawa | 2 | 280 | 93333.324 |  |  |  |  | 1996
842 | 01-208-01 | JP | Kitami | 090-0005 | 298-12 Yamato | Kitami waste disposal site | 01 Hokkaido Prefecture | http://www.city.kitami.lg.jp | Kitami Waste Disposal | 3 | 166 | 55333.3278 |  |  |  |  | 2001
748 | 01-210-01 | JP | Iwamizawa |  | 5 499 Hinodecho | Incineration facility Iwamizawa | 01 Hokkaido Prefecture | http://www.city.iwamizawa.hokkaido.jp/ | Hinodecho waste | 2 | 30 | 9999.999 |  |  |  |  | 1992
1262 | 01-213-01 | JP | Tomakomai-Itoi | 053-0814 | 402-4 Itoi | Cleaning center Tomakomai Itoi | 01 Hokkaido Prefecture |  | Tomakomai-Itoi | 1 | 200 | 66666.66 |  |  |  |  | 1982
1263 | 01-213-02 | JP | Tomakomai | 059-1364 | 2-25 Numanohata | Clean Center Numanohata Tomakomai | 01 Hokkaido Prefecture |  | Numanohata Tomokomai | 2 | 210 | 69999.993 |  |  |  |  | 1999
595 | 01-217-01 | JP | Ebetsu |  | Yahata | Center for Environmental clean Ebetsu | 01 Hokkaido Prefecture | http://www.city.ebetsu.hokkaido.jp | Ebetsu Cleaning Center | 2 | 144 | 47999.9952 |  |  |  |  | 2002
990 | 01-223-01 | JP | Nemuro | 087-0036 | 77-2 Horomoshiri | Garbage incineration Nemuro City | 01 Hokkaido Prefecture | http://www.city.nemuro.hokkaido.jp | Nemuro City Plant | 2 | 150 | 49999.995 |  |  |  |  | 1981
588 | 01-224-01 | JP | Chitose | 066-0012 | 758-54 Bibi | Environmental Center Chitose | 01 Hokkaido Prefecture | http://www.city.chitose.hokkaido.jp/index.cfm/71,5029,95,256,html | Environmental Cent. Chitose | 2 | 195 | 64999.9935 |  |  |  |  | 1990
1012 | 01-230-02 | JP | Noboribetsu |  | Saiwaicho, 2-5 | Crinkle Center | 01 Hokkaido Prefecture |  | Noboribetsu Crinkle Center | 2 | 150 | 49999.995 |  |  |  |  | 1981
735 | 01-235-02 | JP | Ishikari | 061-3441 | 618 Atsutaku Shippu | Refuse disposal facility north Ishikari | 01 Hokkaido Prefecture |  | Ishikari North Facility | 2 | 180 | 59999.994 |  |  |  |  | 1994
1048 | 01-367-03 | JP | Okushiri | 043-1522 | 414 Tomisato | Incineration facilities Okushiri town | 01 Hokkaido Prefecture |  | Okushiri Town Facility | 2 | 24 | 7999.9992 |  |  |  |  | 2002
890 | 01-400-01 | JP | Kutchan, Abuta District | 044-0083 | 279 Asahi | Cleaning center Kutchan | 01 Hokkaido Prefecture | http://www.town.kutchan.hokkaido.jp | Clean Center Kutchan | 2 | 65 | 21666.6645 |  |  |  |  | 1987
776 | 01-460-01 | JP | Kamifurano Town |  |  | Clean Center for Kamifurano | 01 Hokkaido Prefecture | http://www.town.kamifurano.hokkaido.jp/index.php?id=911 | Kamifurano Plant | 2 | 45 | 14999.9985 |  |  |  |  | 1999 |  | Overview dioxin emissions
844 | 01-546-01 | JP | Kiyosato, Shari District | 099-4126 | 4 Ikushinakita | Shari cleaning center | 01 Hokkaido Prefecture |  | Shari Clean Center | 1 | 30 | 9999.999 |  |  |  |  | 1983
601 | 01-555-01 | JP | Engaru, Monbetsu District | 099-0411 | Mukaiengaru | Cleaning center Engaru | 01 Hokkaido Prefecture |  | clean Center Engaru | 2 | 75 | 24999.9975 |  |  |  |  | 1993
1210 | 01-560-02 | JP | Takinoue |  | Takinouegenya | Clean Center | 01 Hokkaido Prefecture |  | Takinoue | 2 | 27 | 8999.9991 |  |  |  |  | 1989
1084 | 01-564-01 | JP | Ozora, Abashiri District | 099-3244 | 780-2 Higashimokoto | General waste incineration facility Higashimokoto | 01 Hokkaido Prefecture |  | Higashimokoto Facility | 1 | 6 | 1999.9998 |  |  |  |  | 1984
1300 | 01-607-02 | JP | Urakawa | 059-3451 | 652-1 Ogifushicho | Urakawa Clean Center | 01 Hokkaido Prefecture |  | Urakawa clean Center | 2 | 51 | 16999.9983 |  |  |  |  | 1999
1120 | 01-608-01 | JP | Samani Town, Samani District | 058-0031 | 343-1 Nishisamani | Clean Center Samani-cho | 01 Hokkaido Prefecture |  | Clean Center Samani | 1 | 10 | 3333.333 |  |  |  |  | 1997
602 | 01-609-01 | JP | Erimo Town, Horoizumi-gun |  | Utabetsu, 286 | Erimo town center cleaning | 01 Hokkaido Prefecture |  | Erimo Town Cleaning | 1 | 10 | 3333.333 |  |  |  |  | 1990
1167 | 01-635-01 | JP | Shintoku town |  | Tokachi National Hwy | General waste intermediate treatment facilities Shintoku town | 01 Hokkaido Prefecture |  | Shintoku Town facility | 1 | 12 | 3999.9996 |  |  |  |  | 1997
1160 | 01-636-02 | JP | Shimizu, Kamikawa District | 089-0356 | 83-8 Haobi | Cleaning center Shimizu-cho | 01 Hokkaido Prefecture |  | Shimizu Cleaning Center | 1 | 15 | 4999.9995 |  |  |  |  | 1990 | [12 empty] | 0.18
545 | 01-662-01 | JP | Akkeshi, Akkeshi District, | 088-1140 | 34 San'nushi | Treatment Plant Waste incineration town Akkeshi | 01 Hokkaido Prefecture | http://www.akkeshi-town.jp/shisetsu/haikibutsu/1 | Akkeshi Plant | 2 | 16 | 5333.3328 |  |  |  |  | 1977 | [12 empty] | 0.087
1149 | 01-664-01 | JP | Shibecha Town, Kawakami District | 088-2311 | 9-21 Kaiun | Clean Center Shibecha | 01 Hokkaido Prefecture |  | Clean Center Shibecha | 1 | 13.44 | 4479.9996 |  |  |  |  | 1995
575 | 01-813-01 | JP | Betsukai town |  | 5-13 Betsukai | Regional waste treatment facilities in northern Nemuro | 01 Hokkaido Prefecture | http://nemurohokubu-kouikirengo.jp/blog.php?ID=10 | Not Found | 2 | 62 | 20666.6646 |  |  |  |  | 2007
1019 | 01-835-01 | JP | Obihiro City | 080-2464 | 4-24 Nishi Jokita | Kuririn Center | 01 Hokkaido Prefecture |  | Kuririn Center | 3 | 330 | 109999.989 |  |  |  |  | 1996
1076 | 01-848-01 | JP | Otaru | 048-2673 | 2-111-2 Momonai | Otaru Clean Center | 01 Hokkaido Prefecture |  | Otaru Clean Center | 2 | 198 | 65999.9934 |  |  |  |  | 2006
898 | 01-859-01 | JP | Kyowa, Iwanai District | 045-0032, | 745 Oikomi | Union garbage treatment plant and municipal public health Iwanai | 01 Hokkaido Prefecture |  | Iwanai Plant | 1 | 50 | 16666.665 |  |  |  |  | 1978
1146 | 01-860-01 | JP | Setana Town, Kitahiyama district | 049-4516 | Kyowa 120-2 | Waste incineration treatment facilities Hiyama | 01 Hokkaido Prefecture |  | Hiyama Waste Treatment | 2 | 25 | 8333.3325 |  |  |  |  | 1986 | [12 empty] | 0.089
683 | 01-877-01 | JP | Hiroo, Hiroo District, | 089-2446 | 760-3 Monbetsu | Environmental Sanitation Center South Tokachi | 01 Hokkaido Prefecture |  | Center South Tokachi | 2 | 28 | 9333.3324 |  |  |  |  | 1993 | [12 empty] | 0.0067
650 | 01-892-01 | JP | Hamatonbetsu Town, Esashi District | 098-5761 | 2-13 Chifuku | Waste processing facility south Soya Hamatonbetsu town | 01 Hokkaido Prefecture |  | Faclity south Soya | 2 | 22 | 7333.3326 |  |  |  |  | 1983
1165 | 01-916-01 | JP | Shinhidaka, Hidaka District | 056-0011 | 169 Shizunaimauta | Environmental Center Central Hidaka | 01 Hokkaido Prefecture |  | Center for Central Hidaka | 2 | 38 | 12666.6654 |  |  |  |  | 2002 | [12 empty] | 0.04
534 | 01-923-01 | JP | Aibetsu Town, Kamikawa district |  | Kanatomi, 1064 | Tomizawa Health Center | 01 Hokkaido Prefecture |  | Tomizawa Center | 2 | 50 | 16666.665 |  |  |  |  | 1998
951 | 01-933-01 | JP | Muronan |  | Ishikawacho, 22-2 | Regional waste treatment facility west region Iburi | 01 Hokkaido |  | West Iburi Center | 2 | 210 | 69999.993 |  |  |  |  | 2003
1186 | 01-941-01 | JP | Suttsu Town | 048-0403 | 57-1 Masadomari | Sanitation union Shiribeshi Southern | 01 Hokkaido Prefecture |  | Shiribeshi South Center | 1 | 18 | 5999.9994 |  |  |  |  | 1994
576 | 01-943-02 | JP | Biei Town |  | Dai 5 Shimoubakubetsu | Cleaning center birch | 01 Hokkaido Prefecture | http://www.town.biei.hokkaido.jp/modules/seisou/index.php?content_id=2 | Clean Center Birch | 2 | 75 | 24999.9975 |  |  |  |  | 1993 | [12 empty] | 0.15
699 | 01-955-01 | JP | Hokuto | 049-0132 | 105 Dateno | Oshima waste disposal | 01 Hokkaido Prefecture | http://www.clean-oshima.jp/ | Oshima Waste Disposal | 2 | 126 | 41999.9958 |  |  |  |  | 2003 | [12 empty] | 0.0029
778 | 01-960-01 | JP | Kamishihoro, Kato District | 080-1408 | 214 Kamishihoro Nishi 1 Sen | Incineration plant two towns north Tokachi | 01 Hokkaido Prefecture |  | 2 Town north tokachi | 1 | 15 | 4999.9995 |  |  |  |  | 1997
989 | 01-970-01 | JP | Nayoro | 096-0065 | 140-1 Ohashi | General waste treatment facility Nayoro | 01 Hokkaido Prefecture |  | Nayoro Facility | 1 | 20 | 6666.666 |  |  |  |  | 2003
889 | 01-972-01 | JP | Kushiro | 085-0807 | 30-1 Takayama | Incineration plant broad coalition Kushiro | 01 Hokkaido Prefecture | http://kushiro-kouikirengo.jp/ | Kushiro Plant | 2 | 240 | 79999.992 |  |  |  |  | 2006
556 | 02-201-01 | JP | Aomori City |  |  | Three incineration plant in Aomori | 02 Aomori Prefecture |  |  | 0 | 0 | 0 |  |  |  |  | Abolition
557 | 02-201-06 | JP | Aomori City | 030-0955 | Fukazawa-1175 Komagome | Pear incineration plant in Aomori | 02 Aomori Prefecture |  | Aomori Pear plant | 3 | 450 | 149999.985 |  |  |  |  | 1977
931 | 02-207-20 | JP | Misawa City |  | Tozaki | Cleaning center Misawa | 02 Aomori Prefecture |  | Misawa Clean Center | 2 | 127.5 | 42499.9958 |  |  |  |  | 1992
680 | 02-301-30 | JP | Hiranai town | 039-3321 | Sotonosawa-56-10 Kominato | Waste disposal facility Hiranai town | 02 Aomori Prefecture |  | Waste disp. Hiranai | 1 | 37 | 12333.3321 |  |  |  |  | 2000
1087 | 02-803-28 | JP | Rokkasho, Kamikita District | 039-3212 | Ienoushiro-12-159 Obuchi | Hamanasu clean pair Kamikita | 02 Aomori Prefecture |  | Hamanasu Cl. Kamikita | 2 | 52 | 17333.3316 |  |  |  |  | 1998 | [12 empty] | 4.9
684 | 02-817-03 | JP | Hirosaki City | 036-8314 | Tsutsui-6-2 Machida | Environmental improvement district center Hirosaki | 02 Aomori Prefecture |  | Hirosaki Clean Center | 2 | 246 | 81999.9918 |  |  |  |  | 2002
685 | 02-817-23 | JP | Hirosaki City |  | Kawarada Koganezaki | Incineration plant in southern | 02 Aomori Prefecture |  | Hirosaki South Center | 2 | 140 | 46666.662 |  |  |  |  | 1992
886 | 02-818-18 | JP | Kuroishi City | 036-0534 | Minaminoda 62-1 | Environmental Management Center Kuroishi district | 02 Aomori Prefecture |  | Kuroishi Center | 2 | 120 | 39999.996 |  |  |  |  | 2000
1289 | 02-819-16 | JP | Tsugaru | 037-0102 | Shirahata-11-1 Inagakicho Shigeta | Clean Center Northwest Seibu | 02 Aomori Prefecture |  | North West Center | 2 | 150 | 49999.995 |  |  |  |  | 1986
1123 | 02-846-25 | JP | Sannohe, Sannohe District, | 039-0122 | Kamitakamadate-23 Tonai | Clean Center Mito District | 02 Aomori Prefecture |  | Clean Center mito District | 2 | 60 | 19999.998 |  |  |  |  | 1994 | [12 empty] | 2.8
637 | 02-859-13-26 | JP | Hachinohe | 039-1107 | Toriageishi-1-1 Kushihiki | Hachinohe incineration plant I, II | 02 Aomori Prefecture | http://www.city.hachinohe.aomori.jp/koiki/ | Hachinohe I, II | 3 | 450 | 149999.985 |  |  |  |  | 1995
953 | 02-861-01 | JP | Mutsu | 035-0011 | Imaizumi-68 Okunai | Mutsu Thermoselect plant (Green Axe) | 02 Aomori Prefecture | http://www.thermoselect.com | Mutsu Plant | 2 | 140 | 46666.662 |  | 2.4 |  |  | 2003
1274 | 02-863-15 | JP | Towada, | 034-0051 | Okubo-60-3 Denpoji | Waste incineration facility Towada | 02 Aomori Prefecture |  | Towada incineration Center | 2 | 150 | 49999.995 |  |  |  |  | 1984 | [12 empty] | 0.008
1229 | 02-877-27 | JP | Tohuko Town, Kamikita District | 039-2664 | 72 Otsutomo | Kamikita cleaning center in central | 02 Aomori Prefecture |  | Kamikita Cleaning Center | 2 | 60 | 19999.998 |  |  |  |  | 2000
752 | 03-000-xx | JP | Iwate District |  |  | Iwate South Coast Environmental Union, | 03 Iwate Prefecture |  |  | 2 | 147 | 48999.9951 |  |  |  |  | 2011
945 | 03-201-20 | JP | Morioka |  | Kotorizawa Ueda | Clean Center in Morioka | 03 Iwate Prefecture |  | Morioka Clean Center | 3 | 405 | 134999.9865 |  |  |  |  | 1998
652 | 03-205-08 | JP | Hanamaki City | 025-0011 | Dai 7 Chiwari-229-7 Yasawa | Hanamaki City Hall cleaning center | 03 Iwate Prefecture | http://www.city.hanamaki.iwate.jp/ | Hanamaki Clean Center | 2 | 171 | 56999.9943 |  |  |  |  | 1988 | [12 empty] | 0.3
837 | 03-206-07 | JP | Kitakami City | 024-0057 | 2 Chiwari-212 Kamioniyanagi | Kitakami City Hall office cleaning | 03 Iwate Prefecture |  | Kitakami clean Center | 2 | 105 | 34999.9965 |  |  |  |  | 1987 | [12 empty] | 0.35
771 | 03-211-01 | JP | Kamaishi City | 026-0412 | Dai 2 Chiwari-9-1 Kuribayashicho | Kamaishi City, DMS facility | 03 Iwate Prefecture |  | Kamaishi City Facility | 2 | 109 | 36333.3297 |  |  |  |  | 1979
1211 | 03-305-23 | JP | Takizawa Village, Iwate District | 020-0173 | Oishiwatari-332-2 | Takizawa DMS Facility | 03 Iwate Prefecture |  | Takizawa plant | 2 | 100 | 33333.33 |  |  |  |  | 2002
1074 | 03-820-14 | JP | Oshu City | 023-0003 | Sennin-49 Mizusawaku Sakurakawa | Waste incineration treatment facilities Eji bile | 03 Iwate Prefecture | http://users.catv-mic.ne.jp/~tnksoumu/ | Oshu Plant | 2 | 240 | 79999.992 |  |  |  |  | 1994
868 | 03-835-06 | JP | Kuji Town | 028-0001 | Osaki Dai 3 chiwari 95 | Kuji district waste incineration plant | 03 Iwate Prefecture |  | Kuji District Incineration plant | 2 | 120 | 39999.996 |  |  |  |  | 1986
1321 | 03-840-24 | JP | Yahaba, Shiwa District | 028-3603 | Dai 12 Chiwari-168-2 Nishitokuta | Environmental facilities district Morioka | 03 Iwate Prefecture |  | Morioka Facilities | 2 | 160 | 53333.328 |  |  |  |  | 2003
708 | 03-851-03 | JP | Ichinoseki | 029-0131 | Kusagasawa-36-41 Kozenji | Cleaning center Ichinoseki | 03 Iwate Prefecture | http://www.city.ichinoseki.iwate.jp/kouiki-gyousei/kankyo/index7.html | Ichinoseki Clean Center | 2 | 150 | 49999.995 |  |  |  |  | 1981
709 | 03-851-22 | JP | Ichinoseki | 029-0523 | Minamichoja-101-1 Daitocho Surisawa | Daito cleaning center | 03 Iwate Prefecture | http://www.city.ichinoseki.iwate.jp/kouiki-gyousei/kankyo/index7.html | Daito clean Center | 2 | 80 | 26666.664 |  |  |  |  | 1989 | [12 empty] | 4e-06
938 | 03-867-16 | JP | Miyako City |  | Dai 2 Chiwari-110 Koyamada | Miyako cleaning center | 03 Iwate Prefecture | http://www.miyako-kouiki.jp/f4.html | Miyako Clean Center | 2 | 186 | 61999.9938 |  |  |  |  | 1994 | [12 empty] | 1.5
1145 | 04-100-01 | JP | Sendai-Imaizumi | 984-0835 | 103 Kaminitta | Imaizumi factory | 04 Miyagi Prefecture |  | Sendai Imaizumi | 3 | 600 | 199999.98 |  |  |  |  | 1985
1144 | 04-100-02 | JP | Sendai-Kuzuoka | 989-3121 | Kuzuoka-57-1 Goroku | Kuzuoka factory | 04 Miyagi Prefecture |  | Sendai Kuzuoka | 2 | 600 | 199999.98 |  |  |  |  | 1995
1143 | 04-100-03 | JP | Sendai-Izumi | 981-3111 | Shiromae-135 Matsumori | Matsumori factory | 04 Miyagi Prefecture |  | Sendai Matsumori | 3 | 600 | 207000 | 86 |  |  |  | 2005
737 | 04-202-01 | JP | Ishinomaki, Oshika Peninsula | 986-2527 | Kiyosakiyama-1-49 Kugunarihama | Ishinomaki City Clean Center | 04 Miyagi Prefecture | http://www.city.ishinomaki.lg.jp | Ishinomaki Clean Center | 2 | 60 | 19999.998 |  |  |  |  | 1995
1168 | 04-203-01 | JP | Shiogama | 985-0006 | ３９−４７ Suginoiriura | Incineration plant Shiogama | 04 Miyagi Prefecture | http://www.city.shiogama.miyagi.jp/ | Incineration Plant Shiogama | 1 | 90 | 29999.997 |  |  |  |  | 1975
1264 | 04-212-01 | JP | Tome | 987-0353 | 111-7 Toyosatocho Hirabayashi | Clean Center Tome | 04 Miyagi Prefecture |  | Tome Clean Center | 2 | 120 | 39999.996 |  |  |  |  | 1989
885 | 04-213-01 | JP | Kurihara City | 987-2309 | Nakayama-1-61 Ichihasamayanaginome | Kurihara City Clean Center | 04 Miyagi Prefecture |  | Kurihara Clean Center | 2 | 120 | 39999.996 |  |  |  |  | 1989
1195 | 04-867-01 | JP | Taiwa, Kurokawa District | 981-3625, | Nekokita-50 Yoshida | Environmental Management Center union Kurokawa | 04 Miyagi Prefecture |  | Environ. Center Kurokawa | 2 | 80 | 26666.664 |  |  |  |  | 1980
988 | 04-869-02 | JP | Natori |  | Higashiminamizawa 114 Medeshimakasashima | Clean Center Natori | 04 Miyagi Prefecture | http://www.watanakyouei.jp/ | Clean Center Natori | 2 | 120 | 39999.996 |  |  |  |  | 1983
1328 | 04-869-03 | JP | Yamamoto Town, , Watari District | 989-2202 | Sugida-2-1 Takase | Kyoritsu union center cleaning Watari Natori | 04 Miyagi Prefecture | http://www.watanakyouei.jp/ | Watari Natori Clean Center | 2 | 75 | 24999.9975 |  |  |  |  | 1993
1086 | 04-872-02 | JP | Rifu Town | 981-0111 | Shinfunaoka-5 Kase | Waste incineration facility eastern Miyagi | 04 Miyagi Prefecture |  | Waste inc, Eastern Miyagi | 2 | 180 | 59999.994 |  |  |  |  | 1995
827 | 04-880-01 | JP | Kesennuma City |  | 93-1 Kujo | Clean Center Hill | 04 Miyagi Prefecture |  | Clean Center Hill Kesennuma | 2 | 162 | 53999.9946 |  |  |  |  | 1995
736 | 04-928-01 | JP | Ishinomaki City |  | 8-20 Shigeyoshicho | regional Clean Center Ishinomaki | 04 Miyagi Prefecture | http://www.ikouiki.or.jp/seisou/gomi.htm | West Ishinomaki Center | 2 | 230 | 76666.659 |  |  |  |  | 2002
770 | 04-932-03 | JP | Kakuda City | 981-1504 | Kitadaibo-90 Edano | Tsunoda Cleaning Center | 04 Miyagi Prefecture | http://www.az9.or.jp/eisei/gomi-shisetsu.html | Tsunoda Cleaning Center | 2 | 120 | 39999.996 |  |  |  |  | 1992 | [12 empty] | 0.074
1028 | 04-932-04 | JP | Ogawara Town, Shibata | 989-1201 | Saginumairi-39-72 Oya | Health Center Okawara | 04 Miyagi Prefecture | http://www.az9.or.jp/eisei/gomi-shisetsu.html | Health Center Okawara | 2 | 100 | 33333.33 |  |  |  |  | 1996
1072 | 04-936-03 | JP | Osaki City |  | Kamimiyaogurosakimae | Clean Center Tamatsukuri western regional Osaki | 04 Miyagi Prefecture | http://www.osakikoiki.jp/index_gyoumu_info_sisetusyoukai_gomi.html | Osaki Clean Center West | 2 | 40 | 13333.332 |  |  |  |  | 1989 | [12 empty] | 0.04
1318 | 04-936-04 | JP | Wakuya town, Toda District |  | Sekiyaokina, 291-1 | Eastern Clean Center Osaki regional area | 04 Miyagi Prefecture | http://www.osakikoiki.jp/index_gyoumu_info_sisetusyoukai_gomi.html | Clean Center Osaki East | 2 | 96 | 31999.9968 |  |  |  |  | 1987
1071 | 04-936-05 | JP | Osaki City | 989-6233 | Shintakayachi-347 Furukawasakuranome | regional-area Clean Center Osaki Central | 04 Miyagi Prefecture | http://www.osakikoiki.jp/index_gyoumu_info_sisetusyoukai_gomi.html#tyuuou | Osaki Clean Center Central | 2 | 120 | 39999.996 |  |  |  |  | 1988 | [12 empty] | 0.05
543 | 05-201-01 | JP | Akita City | 019-2614 | Kokuzoodaitaki-1-1 Kawabetoyonari | Akita City, DMS Facility | 05 Akita Prefecture | http://www.city.akita.akita.jp/city/ev/gs/ssgaiyo/default.htm | Akita I, II | 1 | 200 | 66666.66 | 26 |  |  |  | 1983
544 | 05-201-02 | JP | Akita City | 019-2614 | Kokuzoodaitaki-1-1 Kawabetoyonari | Akita City, DMS Facility II | 05 Akita Prefecture | http://rlodms.com/v1_1_6/#a01-list-index-page | Akita I, II | 2 | 460 | 153333.318 |  |  |  |  | 2012
1348 | 05-203-01 | JP | Yokote | 013-0008 | Nanokaichi-33 Mutsunari | Eastern Center for Environmental Protection | 05 Akita Prefecture |  | Yokote Eastern Center | 2 | 120 | 39999.996 |  |  |  |  | 1984
805 | 05-211-01 | JP | Katagami City | 018-1401 | Ofusaki-1 Showaokubo | Katagami City clean center | 05 Akita Prefecture |  | Katagami Clean Center | 2 | 60 | 19999.998 |  |  |  |  | 2003 | [12 empty] | 0.01
834 | 05-213-01 | JP | Kitaakita, | 018-3333 | Onomiyaushiro-150 Bozawa | Recycling Center Clean Kitaakita | 05 Akita Prefecture | http://www.city.kitaakita.akita.jp/ | Recycling Center Kitaakita | 2 | 60 | 19999.998 |  |  |  |  | 1990
1356 | 05-850-02 | JP | Yuzawa | 012-1123 | 30 Shimizu River County Ogachi Kaizawa Ugo-machi | Refuse disposal facility Kaizawa regional area Ogachi Yuzawa town | 05 Akita Prefecture |  | Facility Kaizawa Yuzuwa | 2 | 120 | 39999.996 |  |  |  |  | 1992
593 | 05-851-02 | JP | Daisen City | 014-0001 | Odoshimokawara-2-10 Hanadate | Refuse disposal facilities Misato Daisen Clean Center | 05 Akita Prefecture |  | Daisen Clean Center | 2 | 177 | 58999.9941 |  |  |  |  | 2002
934 | 05-861-02 | JP | Mitane, Yamamoto District | 018-2401 | Kamikasaoka-70-21 Ukawa | Incineration plant in southern union Yamamoto Noshiro | 05 Akita Prefecture |  | Yamamoto Center south | 2 | 144 | 47999.9952 |  |  |  |  | 1995
826 | 05-867-01 | JP | Kazuno City | 018-5334 | Towadakemanai, Kakurazaki 26 | Recycling Center | 05 Akita Prefecture |  | Odate Kakurazaki | 2 | 90 | 29999.997 |  |  |  |  | 2005
1024 | 05-884-01 | JP | Oga city |  | Itahikisawadai-73 Matsukisawa | Clean Center Lake Hachiro | 05 Akita Prefecture | http://www.namahage.ne.jp/~hachirokocc/ | Clean Center lake Hachiro | 2 | 60 | 19999.998 |  |  |  |  | 2008 | [12 empty] | 0.05
1325 | 06-201-01 | JP | Yamagata City | 990-2305 | 1738- Zaohango | Incineration plant Township in Yamagata | 06 Yamagata Prefecture |  | Yamagata Township | 2 | 180 | 59999.994 |  |  |  |  | 1978
1326 | 06-201-02 | JP | Yamagata City |  | Nakagawara Urushiyama | Tanigawa municipal incineration plant | 06 Yamagata Prefecture |  | Yamagata Tanigawa | 2 | 180 | 59999.994 |  |  |  |  | 1982
1293 | 06-203-01 | JP | Tsuruoka |  | Mizusawa, 68-1 ?? | Waste incineration facilities in Tsuruoka | 06 Yamagata Prefecture |  | Tsuroka Center | 3 | 250 | 83333.325 |  |  |  |  | 1989
665 | 06-821-01 | JP | Higashine | 999-3775 | Noda, 2038 | union health treatment Kyoritsu one town outside the city two Higashine. | 06 Yamagata Prefecture | http://www.kurinpia.or.jp/ | Higashine Center | 3 | 195 | 64999.9935 |  |  |  |  | 1995 | Dry, FF | [11 empty] | 0.2
1116 | 06-827-01 | JP | Sakata City | 998-0104 | Koeicho, 3-133 | Waste treatment facility Sakata | 06 Yamagata Prefecture | http://www.city.sakata.lg.jp/ou/koikigyosei/jimu/sisetu/sisetu.html#motikomisisetu | Sakata Clean Center | 2 | 196 | 65333.3268 |  |  |  |  | 2002
1117 | 06-951-01 | JP | Sakegawa Village, Mogami District | 999-5203 | Izumikawamaeyama-2756-27 Kawaguchi | Ekopuraza | 06 Yamagata Prefecture |  | Ekopuraza | 3 | 104 | 34666.6632 |  |  |  |  | 2004 | [12 empty] | 0.03
1199 | 06-952-01 | JP | Takahata Town, Higashiokitama District | 999-2172 | 2933 Natsumo | Clean Center Chiyoda | 06 Yamagata | http://www.okikou.or.jp/jigyousyosyoukai/chiyo.htm | Clean Center Chiyoda | 3 | 255 | 84999.9915 |  |  |  |  | 1998
1099 | 06-953-01 | JP | Sagae City | 991-0011 | Hita 232 | Clean Center Sagae | 06 Yamagata Prefecture | http://www.nishimurayama-koiki.jp/ | Sagae Center | 3 | 114 | 37999.9962 |  |  |  |  | 2001 | [12 empty] | 0.05
1031 | 06-965-01 | JP | Oishida Town, Mogami district | 999-4604 | Horiuchi 1092 | Center for Environmental Partnership Oishida town Obanazawa | 06 Yamagata Prefecture |  | Oishida town Center | 1 | 30 | 9999.999 |  |  |  |  | 2002
622 | 07-201-01 | JP | Fukushima City | 960-8166 | Kitahara-1-1 Niida | Arakawa, Fukushima City Hall Plaza clean recycling center | 07 Fukushima Prefecture |  | Arakawa Center | 2 | 220 | 73333.326 |  |  |  |  | 2008
621 | 07-201-02 | JP | Fukushima City | 960-8141 | Umenokihata-1-1 Watari | Clean Center Abukuma | 07 Fukushima Prefecture |  | Abukama Center | 2 | 240 | 82800 | 29 |  |  |  | 1988
860 | 07-203-01 | JP | Koriyama | 963-0212 | Nishigobosawa-59 Osemachi Kouzu | Kawachi Clean Center | 07 Fukushima Prefecture |  | Kawachi Center | 2 | 300 | 99999.99 |  |  |  |  | 1984
861 | 07-203-02 | JP | Koriyama | 963-8061 | Kitabatake-1-2 Fukuyamamachi Fukuhara | Fukuyama Clean Center | 07 Fukushima Prefecture |  | Fukuyama Center | 2 | 300 | 99999.99 |  |  |  |  | 1996
745 | 07-204-01 | JP | Iwaki |  | Tairakamikatayose, Odaira23 | Cleaning center in northern Iwaki | 07 Fukushima Prefecture |  | Iwaki North Plant | 2 | 300 | 103500 | 34 |  |  |  | 1980
746 | 07-204-02 | JP | Iwaki |  | Izumimachishimogawa, Sakainomachi63 | Southern Cleaning Center Iwaki | 07 Fukushima Prefecture |  | Iwaki South | 3 | 390 | 134550 | 52 |  |  |  | 2000
928 | 07-212-01 | JP | Minamisoma City |  | Haramachiku Kamikitatakahira, Higashitakamatsu 37-1 | Center for Clean Haramachi Minamisoma | 07 Fukushima Prefecture |  | Clean Center Minamisoma | 2 | 105 | 34999.9965 |  |  |  |  | 1988
594 | 07-811-02 | JP | Date | 960-0650 | Nishishinden-1-1 Hobaramachi | Date local union health treatment center cleaning | 07 Fukushima Prefecture |  | Date Clean Center | 3 | 150 | 49999.995 |  |  |  |  | 1995 | [12 empty] | 0.55
1184 | 07-820-01 | JP | Sukagawa |  | Morijuku, Biwanokubi43-1 | Waste treatment facilities Sukagawa | 07 Fukushima Prefecture |  | Sukagawa facility | 2 | 100 | 33333.33 |  |  |  |  | 1990
1172 | 07-840-01 | JP | Shirakawa | 961-0023 | 1 Kameishi | Clean Center Nishishirakawa region | 07 Fukushima Prefecture |  | Nishishirakwa Region Center | 2 | 120 | 39999.996 |  |  |  |  | 1995
1216 | 07-853-01 | JP | Tamura District | 963-3603 | Yadaijin-48-29 Takinemachi Hirose | Eastern Environmental Center Tamura | 07 Fukishima Prefecture |  | Eastern CenterTamura | 2 | 30 | 9999.999 |  |  |  |  | 1996
1217 | 07-853-02 | JP | Tamura District, Miharu | 963-7782 | Hosouchi-1 Tomizawa | Tamura Western Environment Centre | 07 Fukishima Prefecture |  | Tamura West Center | 1 | 40 | 13333.332 |  |  |  |  | 2006
838 | 07-868-02 | JP | Kitakata | 969-4101 | Ninosakayamaotsu-2619-1 Yamatomachi Kofunaji | Yamato Plant Environmental Center | 07 Fukushima Prefecture | http://www.kouiki.kitakata.fukushima.jp/ | Yamato Plant | 2 | 90 | 29999.997 |  |  |  |  | 1991
948 | 07-871-02 | JP | Motomiya | 969-1111 | Sakuta-113 Motomiya | Clean Center Motomiya regional local government union Adachi | 07 Fukushima Prefecture | http://www.union.adachi.lg.jp/environment/clean_center.htm | Clean Center Motomiya | 2 | 80 | 26666.664 |  |  |  |  | 2002
538 | 07-872-01 | JP | Aizuwakamatsu | 965-0858 | Fukagawanishi-292 Kozashimachi Oaza Minamishigo | Waste incineration treatment facilities Aizuwakamatsu | 07 Fukushima Prefecture | http://www.aizu-kouiki.jp/sigoto/sisetu.htm | Aizu Center | 3 | 225 | 74999.9925 |  |  |  |  | 1988
809 | 08-000-xx | JP | Katsuta |  |  | Katsuta Plant | 08 Ibaraki | http://www.hz-inova.com |  | 2 | 100 | 33333.33 |  |  |  |  | 1985
935 | 08-201-01 | JP | Mito City |  | 820-1 Kobukicho | Mito Obuki Plant | 08 Ibaraki Prefecture |  | Mito Obuki Plant | 3 | 390 | 129999.987 |  |  |  |  | 1984
692 | 08-202-01 | JP | Hitachi City |  | Miyatacho | Hitachi City Center Cleaning | 08 Ibaraki Prefecture |  | Hitachi Center Cleaning | 3 | 300 | 99999.99 |  |  |  |  | 2000
1288 | 08-203-01 | JP | Tsuchiura City | 300-0849 | 1811-1 Nakamuranishine | Tsuchiura City Hall cleaning Center, | 08 Ibaraki Prefecture | http://www.city.tsuchiura.lg.jp | Tsuchiura Cleaning Center | 3 | 209 | 69666.6597 |  |  |  |  | 1992
854 | 08-204-01 | JP | Koga City | 306-0046 | ７６８−１Makinoji | Makinoji Clean Center | 08 Ibaraki Prefecture | http://www.city.ibaraki-koga.lg.jp | Makinoji Clean Center | 2 | 135 | 44999.9955 |  |  |  |  | 1994
695 | 08-212-01 | JP | Hitachiota City | 313-0008 | 1763 Mashiicho | Hitachiota Cleaning Center | 08 Ibaraki Prefecture | http://www.city.hitachiota.ibaraki.jp/ | Hitachiota Cleaning Center | 2 | 100 | 33333.33 |  |  |  |  | 2002
836 | 08-212-01 | JP | Kitaibaraki City | 319-1723 | 2047 Sekimotocho Sekimotonaka | Cleaning center Kitaibaraki | 08 Ibaraki Prefecture | http://www.city-kitaibaraki.jp/ | Kitaibaraki Cleaning Center | 2 | 180 | 59999.994 |  |  |  |  | 1979
1307 | 08-219-01 | JP | Ushiku | 300-1283 | 3550-2 Okubaracho | Clean Center Ushiku | 08 Ibaraki Prefecture | http://www.city.ushiku.ibaraki.jp/ | Ushiku Clean Center | 3 | 202 | 67333.3266 |  |  |  |  | 1997
1290 | 08-220-01 | JP | Tsukuba City | 300-4245 | 2339 Mimori | Tsukuba Clean Center | 08 Ibaraki Prefecture | http://www.city.tsukuba.ibaraki.jp | City Tsukuba Cl. C. | 3 | 374 | 129030 | 48 |  |  |  | 1996
693 | 08-221-01 | JP | Hitachinaka | 312-0012 | 2184-1 Mawatari | Katsuta cleaning center | 08 Ibaraki Prefecture | http://www.city.hitachinaka.ibaraki.jp/ | Hitachinaka Katsuka | 2 | 150 | 49999.995 |  |  |  |  | 1985
694 | 08-221-02 | JP | Hitachinaka, | 311-1254 | 10812 Niizutsumi | Cleaning center Nakaminato | 08 Ibaraki Prefecture | http://www.city.hitachinaka.ibaraki.jp/ | Hitachinaka Nakaminato | 2 | 106 | 35333.3298 |  |  |  |  | 1989
740 | 08-223-01 | JP | Itako | 311-2434 | 1255 Shimasu | Clean Center Itako | 08 Ibaraki Prefecture |  | Itako Clean Center | 2 | 72 | 23999.9976 |  |  |  |  | 1991
980 | 08-233-01 | JP | Namegata | 311-3832 | 3268-14 Aso | City Environmental Beautification Center whereabouts | 08 Ibaraki Prefecture |  | Namegata Whereabouts | 2 | 120 | 39999.996 |  |  |  |  | 1999
1231 | 08-341-01 | JP | Tokai-mura | 319-1112 | 2083 Muramatsu | Cleaning center in Tokai-mura | 08 Ibaraki Prefecture | http://www.vill.tokai.ibaraki.jp/ | Tokai-mura Cleaning Center | 2 | 90 | 29999.997 |  |  |  |  | 1992
592 | 08-364-01 | JP | Daigo Town | 319-3523 | 2464 Fukuroda | Environment Center in Daigo-machi | 08 Ibaraki Prefecture |  | Environment Center Daigo | 2 | 90 | 29999.997 |  |  |  |  | 1983
698 | 08-402-01 | JP | Hokota | 311-1523 | 2126 Kushihiki | City Clean Center Hokota | 08 Ibaraki Prefecture |  | Hokota clean Center | 2 | 120 | 39999.996 |  |  |  |  | 1993
552 | 08-443-01 | JP | Ami Town, Inashiki District | 300-0314 | 2731-2 Oppara | Clean Center Ami Town | 08 Ibaraki Prefecture |  | Ami Town Clean Center | 2 | 126 | 41999.9958 |  |  |  |  | 1997
1053 | 08-836-01 | JP | Omiya Naka | 319-2106 | 1894 Shizu | Regional Environmental Center for environmental improvement Omiya union | 08 Ibaraki Prefecture |  | Omiya Union | 2 | 180 | 59999.994 |  |  |  |  | 1990
1088 | 08-845-01 | JP | Ryugasaki | 301-0801 | Itabashimachi | Plaza dragon clean | 08 Ibaraki Prefecture |  | Plaza Dragon Clean | 2 | 180 | 59999.994 |  |  |  |  | 1999
573 | 08-851-01 | JP | Bando City |  | Teraku | Clean Center Teraku Sashima | 08 Ibaraki Prefecture | http://www.sashimakankyou.or.jp | Clean Center Teraku Sashima | 2 | 206 | 68666.6598 |  |  |  |  | 2008
1018 | 08-859-01 | JP | Oarai | 311-1313 | 4287 Naritacho | Mito Union Environment | 08 Ibaraki Prefecture |  | Mito Union | 2 | 90 | 29999.997 |  |  |  |  | 2003
723 | 08-867-01 | JP | Inashiki |  | 424 Takada | Center for Environmental Edosaki District | 08 Ibaraki Prefecture | http://www.eiseidoboku.or.jp/ | Edosaki Clean Center | 2 | 150 | 49999.995 |  |  |  |  | 1989
791 | 08-879-01 | JP | Kasama City |  | 1-62 Nagatoronikoda Iriaichi | Mito Kasama Environmental Center | 08 Ibaraki Prefecture | http://www.city.kasama.lg.jp | Mito Kasama Center | 2 | 160 | 53333.328 |  |  |  |  | 1992
790 | 08-879-xx | JP | Kasama City | 309-1603 | 165-1 Fukuda | Eco-Frontier Kasama | 08 Ibaraki Prefecture | http://www.city.kasama.lg.jp | Eco Frontier Kasama | 2 | 160 | 53333.328
1355 | 08-886-01 | JP | Yuki - Chikusei | 308-0855 | 658 Shimokawashima | Center for Environmental Chikusei | 08 Ibaraki Prefecture | http://www.tikusei.or.jp/ | Chikusei Center | 3 | 245 | 81666.6585 |  |  |  |  | 2003
1052 | 08-887-01 | JP | Omitama | 319-0106 | 1725-2 Katakura | Minori Clean Center | 08 Ibaraki Prefecture | http://www.city.omitama.lg.jp | Minori Clean Center | 2 | 105 | 34999.9965 |  |  |  |  | 1986
946 | 08-895-01 | JP | Moriya City | 302-0117 | 5020 Nogisaki | Waste incineration facility Jyouso Environment Center | 08 Ibaraki Prefecture | http://www.jyouso-koiki.or.jp/ | JYouso Environment Center | 3 | 351 | 116999.9883 |  |  |  |  | 1989
1051 | 08-898-01 | JP | Omitama | 311-3433 | 1824-2 Takasaki | Center for Environmental Health Kasumidai union facility | 08 Ibaraki Prefecture | http://www.city.omitama.lg.jp | Kasumidai Center | 2 | 190 | 63333.327 |  |  |  |  | 1994
804 | 08-904-01 | JP | Kasumigaura | 315-0065 | 31-1 Kamisaya | Clean Environment Center, regional-area local union affairs Shinji | 08 Ibaraki Prefecture |  | Shinji Center | 2 | 180 | 59999.994 |  |  |  |  | 1995
1174 | 08-928-01 | JP | Shirosato Town, Higashiibaraki District | 311-4314 | 1680 Shimofuruuchi | Environmental Center Johoku | 08 Ibaraki Prefecture |  | Johoku Center | 2 | 90 | 29999.997 |  |  |  |  | 1984
1164 | 08-934-01 | JP | Shimotsuma | 304-0054 | 1100 Nakaizashi | Silk waste treatment facilities clean port-regional area local union affairs Shimotsuma | 08 Ibaraki Prefecture | http://www.kouiki-shimotsuma.or.jp/cp/port.html | Shimotsuma Clean Center | 2 | 200 | 66666.66 |  |  |  |  | 1997
1308 | 09-201-01 | JP | Utsunomiya | 329-1115 | 3435 Shimotawaracho | Cleaning center north of Utsunomiya | 09 Tochigi Prefecture | http://www.city.utsunomiya.tochigi.jp/ | Utsunomiya North | 1 | 120 | 39999.996 |  |  |  |  | 1979
1309 | 09-201-02 | JP | Utsunomiya | 321-0112 | 330 Yaita | Cleaning center south | 09 Tochigi Prefecture | http://www.city.utsunomiya.tochigi.jp/ | Utsunomiya south | 2 | 280 | 93333.324 |  |  |  |  | 1987
1310 | 09-201-03 | JP | Utsunomiya | 321-0126 | 777-1 Mobaracho | Park clean Mobara | 09 Tochigi Prefecture | http://www.city.utsunomiya.tochigi.jp/ | Park Clean Mobara | 3 | 390 | 129999.987 |  |  |  |  | 2001 | [12 empty] | 0.0001
564 | 09-202-01 | JP | Ashikaga | 326-0322 | 826-1 Nodacho | Nambu Clean Center | 09 Tochigi Prefecture |  | Nambu Clean Center | 3 | 300 | 99999.99 |  |  |  |  | 1981
1124 | 09-204-02 | JP | Sano | 327-0525 | 3360 Akutocho | Kuzu cleaning center Sano City | 09 Tochigi Prefecture | http://www.city.sano.lg.jp/shisetsu/08/kuzuuseisou.html | Kuzu Clean Center Sano | 2 | 79.5 | 26499.9974 |  |  |  |  | 1994
1125 | 09-204-03 | JP | Sano | 327-0812 | 206-13 Machiyacho | Clean Center Mikamo Sano City | 09 Tochigi Prefecture | http://www.city.sano.lg.jp/shisetsu/08/mikamoclean.html | Mikamo Clean Center Sano | 2 | 128 | 42666.6624 |  |  |  |  | 2007 | [12 empty] | 0.0023
784 | 09-205-01 | JP | Kanuma |  | Kamidonomachi | Center for Environmental clean Kanuma | 09 Tochigi Prefecture |  | Kanuma clean Center | 2 | 180 | 59999.994 |  |  |  |  | 1994
1004 | 09-206-01 | JP | Nikko City |  | Machiya, 809-2 | Recycling Center in Nikko | 09 Tochigi Prefecture |  | Recycling Center Nikko | 2 | 50 | 16666.665 |  |  |  |  | 1982
1005 | 09-206-05 | JP | Nikko City |  | Senbongi, 945-1 | Clean Center Nikko | 09 Tochigi Prefecture |  | Clean Center in Nikko | 2 | 135 | 44999.9955 |  |  |  |  | 2010
987 | 09-213-05 | JP | Nasushiobara | 329-2802 | 593 Hikinuma | Clean Center City Hall Nasushiobara | 09 Tochigi Prefecture | http://www.city.nasushiobara.lg.jp/ | Nasushiobara Center | 2 | 140 | 46666.662 |  |  |  |  | 2009
919 | 09-361-01 | JP | Mibu Town, Shimotsuga District | 321-0234 | 1350-3 Hanyuda | Cleaning center Mibu town | 09 Tochigi Prefecture | http://www.town.mibu.tochigi.jp/map/sh12.html | Clean Center Mibu town | 2 | 70 | 23333.331 |  |  |  |  | 1993
985 | 09-806-01 | JP | Nasu District, Otawara |  | Wakakusa, 1-1484-2 | Clean Center Otawara Nasu district regional | 09 Tochigi Prefecture |  | Otawara Clean Center | 2 | 120 | 39999.996 |  |  |  |  | 2002
909 | 09-821-01 | JP | Mashiko, Haga District | 321-4106 | 3974 Nanai | Waste treatment plant unions, Haga-gun | 09 Tochigi Prefecture |  | Waste treatment Haga-gun | 2 | 50 | 16666.665 |  |  |  |  | 1995
1224 | 09-831-03 | JP | Tochigi | 328-0131 | 456-32 Azusamachi | Tochigi Clean Center | 09 Tochigi Prefecture | http://www.kouiki.tochigi.tochigi.jp/ | Tochigi Clean Center | 2 | 237 | 81765 |  | 34 |  |  | 2003
943 | 09-837-01 | JP | Moka | 321-4512 | 365-2 Abeoka | Moka cleaning center | 09 Tochigi Prefecture | http://www.city.moka.tochigi.jp/ | Moka Cleaning Center | 2 | 100 | 33333.33 |  |  |  |  | 1989
986 | 09-841-01 | JP | Nasukarasuyama | 321-0602, | 444 Ooke | Union center district Minaminasu | 09 Tochigi Prefecture |  | Union c. Minaminasu | 2 | 55 | 18333.3315 |  |  |  |  | 1990
1083 | 09-852-01 | JP | Oyama | 323-0043 | 576-15 Shiozawa | Cleaning Center Oyama | 09 Tochigi Prefecture | http://www.city.oyama.tochigi.jp/kouiki/cyuuouseisou/tyuuouguide.html | Cleaning Center Oyama | 2 | 160 | 53333.328 |  |  |  |  | 1986
1163 | 09-852-02 | JP | Shimotsuke, | 329-0412 | 267-6 Shiba | Cleaning northern regional health center union Koyama | 09 Tochigi Prefecture |  | Union Koyama North C. | 2 | 40 | 13333.332 |  |  |  |  | 1991 | [12 empty] | 2.8
900 | 10-201-01 | JP | Maebashi | 371-0004 | 265 Kameizumimachi | Incineration plant Kameizumi | 10 Gunma Prefecture | http://www.city.maebashi.gunma.jp/ | Kameizumi | 1 | 25 | 8333.3325 |  |  |  |  | 2001
901 | 10-201-02 | JP | Maebashi | 371-0804 | Rokkumachi, 1536 | Rock incineration plant in Maebashi | 10 Gunma Prefecture |  | Maebashi Rock Plant | 3 | 395 | 131666.6535 |  |  |  |  | 1991
902 | 10-201-03 | JP | Maebashi | 371-0231 | 610 Horikoshimachi | Clean Center Ogo | 10 Gunma Prefecture |  | Ogo Plant | 2 | 108 | 35999.9964 |  |  |  |  | 1990
1205 | 10-202-02 | JP | Takasaki | 370-3333 | 248-1 Takahamamachi | Takahama Clean Center | 10 Gunma Prefecture | http://www.city.takasaki.gunma.jp/ | Takahama Clean Center | 3 | 450 | 149999.985 |  |  |  |  | 1988
831 | 10-203-01 | JP | Kiryu | 376-0122 | 461 Niisatochono | Cleaning center Kiryu City | 10 Gunma Prefecture |  | Kiryu Cleaning Center | 3 | 450 | 149999.985 |  |  |  |  | 1996
734 | 10-204-01 | JP | Isesaki City | 372-0824 | 954 Shibamachi | Recycling center 21 | 10 Gunma Prefecture |  | Recycling Cleaning Center 21 | 3 | 210 | 69999.993 |  |  |  |  | 2000
1075 | 10-205-01-02 | JP | Ota City | 373-0842 | 1712 Hosoyacho | Ota City Hall cleaning center, Incinerator no. 3 and 4 | 10 Gunma Prefecture |  | Ora Cleaning Center 3 and 4 | 3 | 320 | 106666.656 |  |  |  |  | 1997 | [12 empty] | 0.002
1219 | 10-207-01 | JP | Tatebayashi City | 374-0043 | 2447-26 Naegicho | Cleaning center Tatebayashi City Hall | 10 Gunma Prefecture |  | Cleaning Center Tatebayashi | 2 | 100 | 33333.33 |  |  |  |  | 1986
608 | 10-209-01 | JP | Fujioka | 375-0037 | Sanbogi, 575-1 | Cleaning center Fujioka | 10 Gunma Prefecture |  | Cleaning Center Fujioka | 2 | 240 | 79999.992 |  |  |  |  | 1986
1265 | 10-210-01 | JP | Tomioka City | 370-2317 | 187-1 Kamitakao | Cleaning center Tomioka City Hall | 10 Gunma Prefecture | http://www.city.tomioka.lg.jp/ | Tomioka Cleaning Center | 2 | 112.5 | 37499.9963 |  |  |  |  | 1993
555 | 10-211-01 | JP | Annaka City | 379-0133 | Haraichi, 65 | Clean Center Usuigawa | 10 Gunma Prefecture |  | clean Center Usuigawa | 2 | 135 | 44999.9955 |  |  |  |  | 1998 | [12 empty] | 0.3
1214 | 10-464-01 | JP | Tamamura town, Sawa District | 370-1104 | 158-1 Kamifukushima | Clean Center Safety Division Tamamura town | 10 Gunma Prefecture |  | Clean Center Tamamura Town | 2 | 90 | 29999.997 |  |  |  |  | 1990 | [12 empty] | 0.08
1150 | 10-873-01 | JP | Shibukawa | 377-0006 | Miyukida, 3153-2 | Area and district center cleaning Shibukawa | 10 Gunma Prefecture |  | Shibukawa Center | 2 | 233 | 77666.6589 |  |  |  |  | 1993
1016 | 10-875-01 | JP | Numata | 378-0033 | 226 Shiraiwamachi | Incineration plant Nika village | 10 Gunma Prefecture |  | Nika village incinerator | 2 | 120 | 39999.996 |  |  |  |  | 1974 | [12 empty] | 0.0034
1036 | 10-890-01 | JP | Oizumi, Ora District | 370-0512, | 330 Kamikoizumi | Two Oizumi town cleaning center outside town | 10 Gunma Prefecture | http://www.town.oizumi.gunma.jp/10shisetsu/1289016687-5.html | Oizumi center | 2 | 195 | 64999.9935 |  |  |  |  | 1992
1350 | 11-000-xx | JP | Yorii | 369-1223 | 313 Osato-gun | Yorii Orix Thermoselect plant | 11 Saitama Prefecture | http://www.thermoselect.com | Orix Yorii | 2 | 400 | 133333.32 |  |  |  |  | no info
813 | 11-201-02 | JP | Kawagoe | 350-0833 | Yoshinodai, 2-8-20 | Cleaning center East Kawagoe | 11 Saitama Prefecture |  | East Kawagoe | 2 | 140 | 46666.662 |  |  |  |  | 1986
814 | 11-201-03 | JP | Kawagoe |  | Kujirai, 782 | Recycling Center Kawagoe | 11 Saitama Prefecture |  | Recycling Center Kawagoe | 2 | 265 | 88333.3245 |  |  |  |  | 2010
816 | 11-203-04 | JP | Kawaguchi | 333-0803, | 290 Tobee Shinden | Totsuka Environmental Center | 11 Saitama Prefecture |  | Totsuka Clean Center | 2 | 300 | 99999.99 |  |  |  |  | 1994
815 | 11-203-06 | JP | Kawaguchi | 332-0001, | 4-21-33 Asahi | Asahi Environmental Center | 11 Saitama Prefecture |  | Asahi Clean Center | 3 | 420 | 139999.986 |  |  |  |  | 2002
1236 | 11-208-02 | JP | Tokorozawa City | 359-1167 | 1-320 Hayashi | Seibu Clean Center Tokorozawa City | 11 Saitama Prefecture | http://www.city.tokorozawa.saitama.jp/kurashi/gomi/sebucleancenter/index.html | Seibu Clean Center | 2 | 144 | 47999.9952 |  |  |  |  | 1989
1235 | 11-208-04-05 | JP | Tokorozawa City | 359-0015 | 895-1 Hibita | Clean Center Eastern Tokorozawa City | 11 Saitama Prefecture | http://www.city.tokorozawa.saitama.jp/kurashi/gomi/tobucleancenter/index.html | Tokorozawa East Center | 4 | 290 | 96666.657 |  | 5 |  |  | 2003 | FF, Wet, AC, SCR
655 | 11-209-01 | JP | Hanno City | 357-0052 | 768-1 Shimohata | Clean Center Hanno City | 11 Saitama Prefecture |  | Hanno Clean Center | 2 | 170 | 56666.661 |  |  |  |  | 1982
824 | 11-210-01 | JP | Kazo City | 347-0043 | 1790 Mouchi | Waste incineration facility Kazo | 11 Saitama Prefecture | http://www.city.kazo.lg.jp/ | Waste Incineration Kazo | 2 | 216 | 71999.9928 |  |  |  |  | 1998 | [12 empty] | 0.011
825 | 11-210-02 | JP | Kazo City | 349-1147 | Kitaokuwa 1870 | Center for Clean Otone | 11 Saitama Prefecture | http://www.city.kazo.lg.jp/ | Clean Center Otone | 2 | 40 | 13333.332 |  |  |  |  | 1990 | [12 empty] | 0.06
668 | 11-212-01 | JP | Higashimatsuyama | 355-0066 | 2272 Godo | Higashi-Matsuyama City Clean Center | 11 Saitama Prefecture | http://www.city.higashimatsuyama.lg.jp/ | Higashi-Matsuyama City Cl. C. | 2 | 180 | 59999.994 |  |  |  |  | 1977
802 | 11-214-01 | JP | Kasukabe | 344-0014 | 3-6 Toyono | Environmental Sanitation Center Toyono | 11 Saitama Prefecture | http://www.city.kasukabe.lg.jp/kankyoucenter/kurashi-k/gomi/shisetsu/ke-center.html | Toyono Center | 3 | 400 | 133333.32 |  |  |  |  | 1994
1139 | 11-215-01 | JP | Sayama | 350-1324 | 1-12-1 Inariyama | Environmental Center Inariyama Sayama | 11 Saitama Prefecture |  | Inariyama Sayama Plant | 3 | 165 | 54999.9945 |  |  |  |  | 1996 | [12 empty] | 0.016
656 | 11-216-01 | JP | Hanyu, | 348-0011 | 1863 Mitakaya | Cleaning center Hanyu City | 11 Saitama Prefecture | http://www.city.hanyu.lg.jp/ | Clean Center Hanyu | 2 | 80 | 26666.664 |  |  |  |  | 1983
533 | 11-219-01 | JP | Ageo City | 362-0057 | 35-1 Nishikaizuka | Environmental Center Nishikaizuka Ageo | 11 Saitama Prefecture |  | Ageo Center | 3 | 300 | 99999.99 |  |  |  |  | 1998
727 | 11-225-02 | JP | Iruma | 358-0031 | 127-1 Araku | Clean Center Iruma | 11 Saitama Prefecture |  | Clean Center Iruma | 3 | 150 | 49999.995 |  |  |  |  | 1996
563 | 11-227-01 | JP | Asaka | 351-0033 | 390-45 Hamasaki | Clean Center Asaka | 11 Saitama Prefecture |  | Clean Center Asaka | 2 | 120 | 39999.996 |  |  |  |  | 1994
1317 | 11-229-01 | JP | Wako | 351-0111 | 6-17-1 Shimoniikura | Clean Center Wako | 11 Saitama Prefecture |  | Clean Center Wako | 2 | 120 | 39999.996 |  |  |  |  | 1990 | [12 empty] | 0.04
1045 | 11-231-01 | JP | Okegawa | 363-0007 | 1160 Kobariryoke | Environmental Center Okegawa | 11 Saitama Prefecture | http://www.city.okegawa.lg.jp/index01.html | Okegawa Center | 2 | 240 | 79999.992 |  |  |  |  | 1977
1110 | 11-239-04 | JP | Sakado City | 350-0269 | Nissaihanamizuki, 1-5 | Cleaning center west Sakado city | 11 Saitama Prefecture |  | Sakado City West Cl. Center | 2 | 80 | 26666.664 |  |  |  |  | 1994
1104 | 11-244-01 | JP | Saitama City- Iwatsuki | 339-0034 | 1339 Sasakubo | Environmental Center Iwatsuki | 11 Saitama Prefecture |  | Iwatsuki Center | 2 | 130 | 43333.329 |  |  |  |  | 1987
1105 | 11-244-02 | JP | Saitama City- Midori | 336-0974 | 317 Osaki | First plant Osaki Clean Center | 11 Saitama Prefecture | http://www.city.saitama.jp/www/contents/1266370390330/index.html | Osaki | 2 | 300 | 99999.99 |  |  |  |  | 1982
1107 | 11-244-03 | JP | Saitama City- Minuma | 337-0021 | 626-1 Hizako | Eastern Environmental Center | 11 Saitama Prefecture |  | Eastern Center | 3 | 300 | 99999.99 |  |  |  |  | 1984
1108 | 11-244-04 | JP | Saitama City- Nishi | 331-0074 | 52-1 Horai | Western Environmental Center | 11 Saitama Prefecture |  | Western Center | 3 | 300 | 99999.99 |  |  |  |  | 1993
1106 | 11-244-05 | JP | Saitama City- Midori | 336-0974 | 317 Osaki | Second plant Osaki Clean Center | 11 Saitama Prefecture | http://www.city.saitama.jp/www/contents/1266370390330/index.html | Osaki | 3 | 450 | 149999.985 |  |  |  |  | 1996
1109 | 11-244-xx | JP | Saitama City, |  |  | Saitama City, DMS Facility | 11 Saitama Prefecture | http://www.city.saitama.jp/www/contents/1254700023331/index.html |  | 2 | 380 | 126666.654 |  |  |  |  | under construction
605 | 11-245-01 | JP | Fujimino | 356-0034 | 1104 Komabayashi | Cleaning center Kamifukuoka | 11 Saitama Prefecture | http://www.city.fujimino.saitama.jp/ | Fujimino Kamifukuoka Plant | 2 | 180 | 59999.994 |  |  |  |  | 1974
606 | 11-245-02 | JP | Fujimino |  | Oimusashino, 1385 | Cleaning center Oi Fujimino | 11 Saitama Prefecture |  | Fujimino Oi. | 1 | 60 | 19999.998 |  |  |  |  | 1997 | [12 empty] | 0.0038
721 | 11-301-01 | JP | Ina Town | 362-0801 | 2005 Kobariuchijuku | Clean Center Ina town | 11 Saitama Prefecture | http://www.town.saitama-ina.lg.jp/sisetu/crean.html | Clean Center Ina Town | 2 | 60 | 19999.998 |  |  |  |  | 2001
817 | 11-346-01 | JP | Kawajima, Hiki District | 350-0146 | 370 Mageshi | Environmental Center Kawashima town | 11 Saitama Prefecture |  | Environmetal Center Kawajima | 2 | 40 | 13333.332 |  |  |  |  | 1979 | [12 empty] | 0.3
1182 | 11-464-01 | JP | Sugito Town, Kitakatsushika District | 345-0001 | 577 Kizuuchi | Sugito town center environment | 11 Saitama Prefecture |  | Sugito Town Center Env. | 2 | 84 | 27999.9972 |  |  |  |  | 1997
1173 | 11-808-01 | JP | Shiraoka, Minamisaitama district |  | 1279-5 Shinozu | Environmental Center Shiraoka Hasuda | 11 Saitama Prefecture | http://shiraokamachi.blog.shinobi.jp/Entry/80/ | Environmental Center Shiraoka | 3 | 270 | 89999.991 |  |  |  |  | 1994
869 | 11-809-01-02 | JP | Kuki, Miyashiro, Minamisaitama District | 345-0836 | 1276-1 Wado | Cleaning center Kuki Miyashiro | 11 Saitama Prefecture | http://www.crt-kuki.miyashiro.saitama.jp/ | Kuki Miyashiro | 2 | 150 | 49999.995 |  | 6 |  |  | 1980
870 | 11-809-03 | JP | Kuki, Happou | 340-0201 | 2525 Happou | Happo cleaning center | 11 Saitama Prefecture |  | Kuki Happou | 2 | 105 | 34999.9965 |  |  |  |  | 1988
871 | 11-809-04 | JP | Kuki | 346-0103 | 2770-1 Shobuchodai | Cleaning center Iris | 11 Saitama Prefecture |  | Cleaning Center Iris | 2 | 30 | 9999.999 |  |  |  |  | 1989 | [12 empty] | 0.08
1153 | 11-815-02 | JP | Shiki | 354-0031 | 480 Katsuse Fujimi | Union sanitary district Shiki Fujimi | 11 Saitama Prefecture |  | Shiki Fujimi Plant | 2 | 180 | 59999.994 |  |  |  |  | 1986
1002 | 11-815-03 | JP | Niiza City |  | Owada, 3-9-1 | West Plant Environmental Center Niiza union Shiki district | 11 Saitama Prefecture |  | Niiza City East Plant | 1 | 90 | 29999.997 |  |  |  |  | 1994
1003 | 11815-04 | JP | Niiza City |  | Owada, 3-9-1 | East Plant Environmental Center Niiza union Shiki district | 11 Saitama Prefecture |  | Niiza City East plant | 1 | 90 | 29999.997 |  |  |  |  | 2003
1027 | 11-820-01 | JP | Ogawa, Hiki District | 355-0314, | 1681-2 Nakatsume | Waste incineration union creek district | 11 Saitama Prefecture |  | Ogawa Waste Incineration | 2 | 62 | 20666.6646 |  |  |  |  | 1976 | [12 empty] | 0.004
864 | 11-824-01 | JP | Koshigaya | 343-0011 | 3-2-1 Mashibayashi | Higashi Saitama union Resources and Environment | 11 Saitama Prefecture | http://www.reuse.or.jp/ | Koshigaya | 4 | 800 | 266666.64 |  |  |  |  | 1995
1225 | 11-827-01 | JP | Toda City |  | Bijogi | Sanitation Center Toda | 11 Saitama Prefecture |  | Toda Center | 3 | 270 | 89999.991 |  |  |  |  | 1992
636 | 11-861-01 | JP | Gyoda City | 361-0024 | 856 Oaza | Kobari Clean Center | 11 Saitama Prefecture | http://www.city.gyoda.lg.jp/15/03/10/map/kobari.html | Kobar clean Center | 2 | 204 | 67999.9932 |  |  |  |  | 1984
581 | 11-863-01 | JP | Chichibu | 368-0002 | 1477 Tochiya | Clean Center Chichibu | 11 Saitama Prefecture | http://www.c-kouiki.jp/ | Chichibu Clean Center | 2 | 150 | 49999.995 |  |  |  |  | 1996
700 | 11-869-02 | JP | Honjo City | 367-0024 | 151-1 Higashiikakko | Koyama River Clean Center | 11 Saitama Prefecture | http://www.kodamakouiki.jp/ | Koyama River Clean Center | 3 | 228 | 75999.9924 |  | 2.4 |  |  | 2000 | FF
1292 | 11-871-01 | JP | Tsurugashima | 350-2223 | 593-4 Takakura | Takakura Clean Center | 11 Saitama Prefecture |  | Takara Clean Center | 3 | 180 | 59999.994 |  |  |  |  | 1995 | [12 empty] | 1.5
874 | 11-872-01 | JP | Kumagaya City | 360-0107 | 9 Sendai | Cleaning center Gangnam area | 11 Saitama Prefecture , | http://www.osato-k.jp/ | Kumagaya Gangnam | 2 | 100 | 33333.33 |  |  |  |  | 1979
872 | 11-872-02-03 | JP | Kumagaya City | 360-0857 | 583-1 Nishibeppu | Kumagai Health Center I, II | 11 Saitama Prefecture , | http://www.osato-k.jp/ | Kumagai Health Center I, II | 4 | 320 | 106666.656 |  |  |  |  | 1989
873 | 11-872-04 | JP | Kumagaya City, Fukaya | 366-0816 | 750 Kashiai | Kumakaya Fukaya | 11 Saitama Prefecture , | http://www.osato-k.jp/ | Kumagaya Fukaya | 2 | 120 | 39999.996 |  |  |  |  | 1992
1352 | 11-885-01 | JP | Yoshimi, Hiki District | 355-0134 | 2808 Okushi | Central Environmental Center, Saitama | 11 Saitama Prefecture | http://www.tyuubu-kankyo.jp/ | Central Saitama | 3 | 240 | 79999.992 |  |  |  |  | 1982
832 | 12-000-xx | JP | Kisarazu |  |  | Kazusa Clean System Co., Ltd., DMS | 12 Chiba prefecture | http://rlodms.com/v1_1_6/#a01-list-index-page |  | 4 | 450 | 149999.985 |  |  |  |  | 2006
577 | 12-000-xy | JP | Chiba City |  |  | Chiba Thermoslect Plant | 12 Chiba prefecture | http://www.thermoselect.com |  | 2 | 300 | 100000 |  | 1.5 |  |  | 1999
578 | 12-100-02 | JP | Chiba City -Kitayatsu | 265-0067 | 347 Kitayatsu Wakaba Ward | Incineration plant Kitayatsu | 12 Chiba prefecture | http://www.city.chiba.jp/ | Kitayatsu Incineration | 3 | 450 | 149999.985 |  |  |  |  | 1977
579 | 12-100-03 | JP | Chiba City -Hanamigawa | 262-0011 | 727-1 Sankakucho | Incineration plant north Chiba City | 12 Chiba prefecture | http://www.city.chiba.jp/ | Chiba North Incineration | 3 | 600 | 207000 | 61 |  |  |  | 1996
580 | 12-100-04 | JP | Chiba City - Mihama | 261-0002 | 226-1 Shinminato | Incineration plant Shinko | 12 Chiba prefecture | http://www.city.chiba.jp/ | Incineration Plant Shinko | 3 | 405 | 134999.9865 |  |  |  |  | 2002
590 | 12-202-01 | JP | Choshi | 288-0036 | 4839 Nishiogawacho | Choshi cleaning Center | 12 Chiba prefecture |  | Choshi Cleaning Center | 2 | 165 | 54999.9945 |  |  |  |  | 1986
706 | 12-203-02 | JP | Ichikawa | 272-0014 | 1003 Tajiri | Ichikawa Clean Center | 12 Chiba prefecture |  | Ichikawa Clean Center | 3 | 600 | 199999.98 |  |  |  |  | 1994 | [12 empty] | 0.025
625 | 12-204-02 | JP | Funabashi | 273-0016 | Shiomicho, 38 | Waste incineration plant in southern | 12 Chiba prefecture | http://www.city.funabashi.chiba.jp/kurashi/gomi/0003/p001553.html | Funabashi South | 3 | 375 | 124999.9875 |  |  |  |  | 1989
626 | 12-204-03 | JP | Funabashi | 274-0082 | 1356 Ojinbocho | Waste incinerator plant in northern | 12 Chiba prefecture | http://www.city.funabashi.chiba.jp/shisetsu/kankyoushisetsu/0012/0003/0001/p011278.html | Funabashi North | 3 | 435 | 144999.9855 |  |  |  |  | 1983
1220 | 12-205-01 | JP | Tateyama |  | Idenoo, 538 | Cleaning center Tateyama | 12 Chiba prefecture |  | Cleaning Center Tateyama | 2 | 100 | 33333.33 |  |  |  |  | 1984
910 | 12-207-03 | JP | Matsudo City | 270-2201 | 37 Takayanagi Shinden | Matsudo City Clean Center and Swimming Pool | 12 Chiba prefecture |  | Matsudo Clean Center | 2 | 200 | 66666.66 |  |  |  |  | 1980
911 | 12-207-04 | JP | Matsudo City | 270-2232 | 1349-2 Wanagaya | Matsudo City Clean Center Wanagaya | 12 Chiba prefecture | http://www.city.matsudo.chiba.jp/index/organization/wanagaya-cc.html | Wanagaya Center | 3 | 300 | 99999.99 |  |  |  |  | 1995
1013 | 12-208-01 | JP | Noda City |  | Mitsubori, 356-1 | Incineration plant Noda | 12 Chiba prefecture |  | Incineration Plant Noda | 2 | 145 | 48333.3285 |  |  |  |  | 1985 | [12 empty] | 0.0033
1014 | 12-208-02 | JP | Noda City | 270-0221 | 1940-1 Kobuuchi | Clean Center Sekiyado Noda City | 12 Chiba prefecture |  | Clean Center Sekiyado | 2 | 40 | 13333.332 |  |  |  |  | 1991
984 | 12-211-01 | JP | Narita | 286-0823 | 344-1 Koizumi | Incineration plant Izumi Narita | 12 Chiba prefecture |  | Uzumi Narita plant | 2 | 144 | 47999.9952 |  |  |  |  | 1978
560 | 12-215-01 | JP | Asahi City | 289-2504 | 5938-1 Ni | City Asahi Clean Center | 12 Chiba prefecture |  | City Asahi Clean Center | 2 | 95 | 31666.6635 |  |  |  |  | 1992 | [12 empty] | 0.43
983 | 12-216-02 | JP | Narashino City | 275-0023 | 3-2-1 Shibazono | Clean Center Facilities Division Narashino City | 12 Chiba prefecture |  | Narashino City Clean Center | 3 | 219 | 72999.9927 |  |  |  |  | 2002
795 | 12-217-02 | JP | Kashiwa |  | Funatoyamagoya, 538 | Incineration plant in Kashiwa North | 12 Chiba prefecture |  | Kashiwa North Plant | 3 | 300 | 99999.99 |  |  |  |  | 1991
796 | 12-217-03 | JP | Kashiwa | 277-0054 | 56-2 Minamimasuo | Nambu Clean Center South Kashiwa | 12 Chiba prefecture | http://www.city.kashiwa.lg.jp/ | Kashiwa Southern Plant | 2 | 250 | 83333.325 |  |  |  |  | 2004
810 | 12-218-01 | JP | Katsuura | 299-5226 | 1936-18 Kushihama | Cleaning center Katsuura City | 12 Chiba prefecture |  | Cleaning Center Katsuura | 1 | 35 | 11666.6655 |  |  |  |  | 1985
704 | 12-219-02-03 | JP | Ichihara city | 290-0202, | 124-2 Fukumasu | Clean Center Fukumasu | 12 Chiba prefecture | http://gk01.city.ichihara.chiba.jp/ | Clean Center Fukumasu | 5 | 520 | 173333.316 |  |  |  |  | 1994
961 | 12-220-03 | JP | Nagareyama City | 270-0174 | 191 Shimohanawa | Nagareyama City Clean Center | 12 Chiba prefecture | http://www.city.nagareyama.chiba.jp | Nagareyama City Clean C. | 3 | 207 | 68999.9931 |  |  |  |  | 2004
1320 | 12-221-02 | JP | Yachiyo | 276-0022 | Kamikoya, 1384-7 | Yachiyo Clean Center | 12 Chiba prefecture |  | Yachiyo Clean Center | 3 | 220 | 73333.326 |  |  |  |  | 2000
532 | 12-222-01-02 | JP | Abiko | 270-1121 | 2264 Nakabyo | Abiko I, II | 12 Chiba prefecture | http://www.city.abiko.chiba.jp/ | Abiko Clean Center | 2 | 195 | 64999.9935 |  |  |  |  | 1992 | [12 empty] | 0.16
779 | 12-223-02 | JP | Kamogawa | 296-0101 | 2118 Kitakomachi | Center for Clean Environment Division Kamogawa City | 12 Chiba prefecture |  | Kamogawa Center | 2 | 69 | 22999.9977 |  |  |  |  | 1986 | [12 empty] | 0.01
1304 | 12-227-03 | JP | Urayasu City | 279-0032 | 15-2 Chidori | Clean Center Urayasu City | 12 Chiba prefecture | http://www.city.urayasu.chiba.jp/ | Urayasu Clean Center | 3 | 270 | 89999.991 |  |  |  |  | 1995
1353 | 12-228-02 | JP | Yotsukaido | 284-0022 | Yamanashi, 2002 | Clean Center City Hall Yotsukaido | 12 Chiba prefecture |  | Yotsukaido Center | 2 | 165 | 54999.9945 |  |  |  |  | 1992
1319 | 12-230-02 | JP | Yachimata | 289-1138 | 500 Mochikusa | Clean center part Yachimata city | 12 Chiba prefecture |  | Clean Center Yachimata | 2 | 125 | 41666.6625 |  |  |  |  | 2002
1266 | 12-233-01 | JP | Tomisato | 286-0221 | 654 Nanae | Clean Center City Hall Tomisato | 12 Chiba prefecture |  | Tomisato Clean Center | 2 | 50 | 16666.665 |  |  |  |  | 1998 | [12 empty] | 0.0083
738 | 12-238-01 | JP | Isumi | 298-0101 | 170 Komatai | Isumi Clean Center | 12 Chiba prefecture |  | Isumi Clean Center | 2 | 48 | 15999.9984 |  |  |  |  | 1994 | [12 empty] | 0.19
739 | 12-238-xx | JP | Isumi | 298-0005 | 24-5 Nitta | Ohara, Isumi City Hall Clean Center | 12 Chiba prefecture |  | Ohara Clean Center Isumi | 1 | 40 | 13333.332
1055 | 12-443-01 | JP | Onjuku, Isumi District | 299-5102 | 1041 Kubo | Cleaning center town hall Onjuku | 12 Chiba prefecture |  | Cleaning Center Onjuku | 1 | 33 | 10999.9989 |  |  |  |  | 1985 | [12 empty] | 0.012
926 | 12-816-01 | JP | Minamiboso | 299-2215 | 260 Kegiya | Clean Center Otani | 12 Chiba prefecture |  | Clean Center Otani | 2 | 80 | 26666.664 |  |  |  |  | 1983
1175 | 12-828-01-02-03 | JP | Shisui, Inba District | 285-0913 | 1506 Sumi | town cleaning Sakura | 12 Chiba prefecture | http://www.ss-seisou.jp/ | Town Cleaning Sakura | 4 | 320 | 106666.656 |  |  |  |  | 2005
1227 | 12-830-02 | JP | Togane City | 283-0832 | 340 Mikajiri | Three cities and towns clean center Togane | 12 Chiba prefecture |  | Togane Clean Center | 3 | 210 | 69999.993 |  |  |  |  | 1998
1122 | 12-831-02 | JP | Sanmu | 289-1505 | 1149-1 Matsuomachi Kannoo | Refuse disposal facility Yamatake county | 12 Chiba prefecture |  | Facility Yamatake County | 2 | 110 | 36666.663 |  |  |  |  | 1996 | [12 empty] | 1.2
794 | 12-833-01 | JP | Kashiwa | 277-0931 | 1582 Fujigaya | Clean Center egret | 12 Chiba prefecture | http://www.kashiwa-shiroi-kamagayakankyoeiseikumiai.or.jp/shirasagi/index.html | Clean Center Egret | 3 | 255 | 84999.9915 |  |  |  |  | 1999
806 | 12-836-01 | JP | Katori | 287-0023 | 665-2 Ichiyama | Ichiyama Clean Center | 12 Chiba prefecture |  | Ichiyama Clean Center | 3 | 135 | 44999.9955 |  |  |  |  | 1996
807 | 12-836-02 | JP | Katori | 289-0407 | 113-1 Nira | Incineration plant cleaning union town Tonosho Katori | 12 Chiba prefecture |  | Clean Center Tonosho | 2 | 70 | 23333.331 |  |  |  |  | 1990
1181 | 12-854-01 | JP | Sosa, | 289-2152, | 107 Matsuyama | Incineration plant in Matsuyama | 12 Chiba prefecture |  | Incineration Plant Matsuyama | 2 | 80 | 26666.664 |  |  |  |  | 1984 | [12 empty] | 0.6
589 | 12-863-02-03 | JP | Chosei District, Mobara City |  | Yabutsuka, 1115-1 | City Environmental Sanitation Center Chosei I, II | 12 Chiba prefecture |  | Chosei I, II | 3 | 225 | 74999.9925 |  |  |  |  | 1999
726 | 12-886-02 | JP | Inzai City | 270-1352 | 1-1-1 Otsuka | Clean Center Inzai | 12 Chiba prefecture | http://www.inkan-jk.or.jp/creen/index.html | Clean Center Inzai | 3 | 300 | 99999.99 |  |  |  |  | 1999
640 | 13-201-01 | JP | Hachioji City | 192-0001 | 1916 Tobukimachi | Tobuki Incineration Plant | 13 Tokyo Prefecture | http://www.city.hachioji.tokyo.jp/shisetsu/kankyo/tobukiseisokojyo/index.html | Tobuki Incineration Plant | 5 | 336 | 111999.9888 |  |  |  |  | 1998
639 | 13-201-02 | JP | Hachioji City | 193-0944 | 2700 Tatemachi | Tate Incineration Plant | 13 Tokyo Prefecture | http://www.city.hachioji.tokyo.jp/shisetsu/kankyo/tateseisokojyo/index.html | Tate Plant | 0 | 0 | 0 |  |  |  |  | closed
638 | 13-201-03 | JP | Hachioji City | 192-0906 | 596-3 Kitanomachi | Kitano Incineration Plant | 13 Tokyo Prefecture | http://www.city.hachioji.tokyo.jp/shisetsu/kankyo/kitanoseisokojyo/index.html | Kitano Incineration Plant | 1 | 100 | 33333.33 |  |  |  |  | 1994
1190 | 13-202-01 | JP | Tachikawa City | 190-0001 | 9 Wakaba-cho, Tachikawa Dori | Tachikawa incineration plant | 13 Tokyo Prefecture | http://www.city.tachikawa.lg.jp | Tachikawa plant | 3 | 280 | 96600 |  | 20 |  |  | 1997 |  | Annual report
542 | 13-207-01 | JP | Akishima City | 196-0014 | 4-3-14 Tanaka-cho | Akishima ll Clean Center | 13 Tokyo Prefecture |  | Akishima Clean Center | 2 | 190 | 63333.327 |  |  |  |  | 1994
899 | 13-209-01 | JP | Machida City | 194-0202 | 3160 Shimooyamadamachi | Machida Recycling Cultural Center | 13 Tokyo Prefecture |  | Machida Center | 4 | 475 | 158333.3175 |  |  |  |  | 1994
676 | 13-212-01 | JP | Hino City | 191-0021 | 1-210-2 Ishida | Hino Waste to Energy Facility | 13 Tokyo Prefecture |  | Hino City Clean Center | 2 | 220 | 73333.326 |  |  |  |  | 1986
669 | 13-213-01 | JP | Higashimurayama City | 189 -0001 | 4-7-1 Akitsu-cho | Higashimurayama City Waste Treatment Center Shusui Garden | 13 Tokyo Prefecture | http://www.city.higashimurayama.tokyo.jp/shisetsu/gomi/syusuien/index.html | Shusui Garden | 2 | 150 | 49999.995 |  |  |  |  | 1981
856 | 13-214-01 | JP | Kokubunji City | 185-0013 | 4-9-8 Nishikoigakubo | Kokubunji Municipal Clean Center | 13 Tokyo Prefecture |  | Kokubunji Clean Center | 2 | 140 | 46666.662 |  |  |  |  | 1985
1049 | 13-308-01 | JP | Okutama Town, Nishitama District | 198-0213 | 850-1 Unazawa | Okutama Municipal Clean Center | 13 Tokyo Prefecture |  | Okutama Clean Center | 1 | 39 | 12999.9987 |  |  |  |  | 1989
1073 | 13-361-01 | JP | Oshima Town |  |  | Oshima Municipal Nomashi Incineration Plant | 13 Tokyo Prefecture, Oshima Island | http://www.town.oshima.tokyo.jp/index.html | NO INFO | 2 | 22 | 7333.3326 |  |  |  |  | 1998
1270 | 13-362-01 | JP | Toshima Village |  |  | Toshima Municipal Sanitation Center | 13 Tokyo Prefecture | http://www.toshimamura.org/ | NO INFO | 1 | 2.5 | 833.3333
1000 | 13-363-01 | JP | Niijima Village |  |  | Niijima Municipal Waste Incineration Plant | 13 Tokyo Prefecture | http://www.niijima.com/ | NO INFO | 2 | 15 | 4999.9995
1001 | 13-363-02 | JP | Niijima Village |  |  | Niijima Municipal Shikinejima Clean Center | 13 Tokyo Prefecture | http://www.niijima.com/ | NO INFO | 1 | 4 | 1333.3332
866 | 13-364-01 | JP | Kōzushima Village |  |  | Kōzushima Municipal Sanitation Center | 13 Tokyo Prefecture | http://vill.kouzushima.tokyo.jp/ | NO INFO | 1 | 13 | 4333.3329
937 | 13-381-01 | JP | Miyake Village, Miyake Island | 100-1103 | 103 valley village months Miyake | Miyake Municipal Clean Center | 13 Tokyo Prefecture |  | NO INFO | 1 | 7 | 2333.3331
923 | 13-382-01 | JP | Mikurajima Village |  |  | Mikurajima Municipal Refuse Incineration Plant | 13 Tokyo Prefecture | http://www.mikurasima.jp/ | NO INFO | 1 | 2 | 666.6666
641 | 13-401-01 | JP | Hachijo Village, Izu Islands | 100-1401 | 4341-1 Okago | Hachijo Municipal Clean Center | 13 Tokyo Prefecture |  | Haichijo village Cl. Center | 2 | 17 | 5666.6661
1026 | 13-421-02 | JP | Ogasawara Village |  |  | Chichijima Clean Center | 13 Tokyo Prefecture | http://www.vill.ogasawara.tokyo.jp/ |  | 1 | 4.6 | 1533.3332 |  |  |  |  | 1999
933 | 13-812-01 | JP | Mitaka City |  | 1-6 Shinkawa | Mitaka Municipal Environmental Center | 13 Tokyo Prefecture |  | Mitaka Center | 3 | 195 | 64999.9935 |  |  |  |  | 1985
952 | 13-812-02 | JP | Musashino City | 180-0012 | 3-1-5 Midorichō | Musashino Clean Center | 13 Tokyo Prefecture | http://www.city.musashino.lg.jp/ | Musashino Clean Center | 3 | 195 | 64999.9935 |  |  |  |  | 1984
667 | 13-816-01 | JP | Higashikurume City | 203-0043 | 4-3-10 Shimosato | Clean port willow garden fountain | 13 Tokyo Prefecture | http://www.ryusenen.or.jp/ | Higashikurume Clean Center | 3 | 320 | 106666.656 |  |  |  |  | 2000
651 | 13-820-01 | JP | Hamura City | 205-0012 | Kawasaki | Environmental Center, Nishitama Sanitation Association | 13 Tokyo Prefecture |  | Nishitami Sanitation Center | 3 | 480 | 159999.984 |  |  |  |  | 1998
722 | 13-822-01 | JP | Inagi City | 206-0801 | 1528 Omaru | Clean Center Tamagawa | 13 Tokyo Prefecture |  | Tamagawa Clean Center | 5 | 500 | 166666.65 |  |  |  |  | 1998
851 | 13-823-01 | JP | Kodaira City | 187-0033 | 2-1 Nakajimacho | Kodaira-Murayama-Yamato Incineration Facility | 13 Tokyo Prefecture | http://www.kmy-eiseikumiai.jp/ | Kodaira-Murayama Plant | 3 | 360 | 119999.988 |  |  |  |  | 1986 |  | annual report
541 | 13-844-01 | JP | Akiruno City | 190-0154 | 521 Takao | Takao Sanitation Center | 13 Tokyo Prefecture | http://www.nishiakigawa.or.jp/ | Takao Center | 2 | 150 | 49999.995 |  |  |  |  | 1978
1213 | 13-852-01 | JP | Tama City | 206-0035 | 2-1-1 Karakida | Tama II Incineration Plant | 13 Tokyo Prefecture | http://www.tama-seisokojo.or.jp/ | Tama City Incineration Plant | 2 | 400 | 133333.32 |  |  |  |  | 1998
1259 | 13-856-05 | JP | Tokyo-Suginami | 168-0072 | 3-7-6, Suginami-ku, Takaidohigashi | Suginami Waste disposal facilities | 13 Tokyo Prefecture | http://www.union.tokyo23-seisou.lg.jp/ | Tokyo Suginami fac | 3 | 900 | 300000 |  | 6 |  |  | Retrofit
1251 | 13-856-06 | JP | Tokyo-Nerima | 179-0072 | 5-3-1 Nerima-Ku Hikarigaoka | Hikarigaoka Incineration Plant | 13 Tokyo Prefecture | http://www.union.tokyo23-seisou.lg.jp/ | Tokyo Hikarigoaka | 2 | 300 | 100000 |  | 4 | 12224 | 42627 | 1983 |  | Annual report 2011
1253 | 13-856-07 | JP | Tokyo-Ota | 143-0003 | 3-6-1 Otakeihinjima | Ota Incineration Plant | 13 Tokyo Prefecture | http://www.union.tokyo23-seisou.lg.jp/ | Tokyo Ota | 3 | 600 | 200000 |  | 12 | 19597 | 0 | 1989 |  | Annual report 2011 |  |  | 103
1249 | 13-856-09 | JP | Tokyo-Meguro | 153-0062 | 2-19-43 Mita, Meguro-ku | Meguro Plant | 13 Tokyo Prefecture | http://www.union.tokyo23-seisou.lg.jp/ | Tokyo Meguro | 2 | 600 | 200000 |  | 11 | 22989 | 1724 | 1991 |  | Annual report 2011
1246 | 13-856-11 | JP | Tokyo-Koto | 135-0063 | 2-3-10 Ariake | Ariake Incineration Plant | 13 Tokyo Prefecture | http://www.union.tokyo23-seisou.lg.jp/ | Tokyo Ariake | 2 | 400 | 138000 |  | 5.6 | 311 | 67500 | 1994 |  | Annual report 2011
1255 | 13-856-12 | JP | Tokyo-Setagaya | 156-0056 | 2-7-1, Setagaya-ku Hachimanyama | Chitose Incineration Plant | 13 Tokyo Prefecture | http://www.union.tokyo23-seisou.lg.jp/ | Tokyo Chitose | 1 | 600 | 200000 |  | 12 | 44720 | 4370 | 1996 |  | Annual report 2011
1241 | 13-856-13 | JP | Tokyo-Edogawa | 132-0013 | 2-10-Edogawa-ku Edogawa | Edogawa Incineration Plant | 13 Tokyo Prefecture | http://www.union.tokyo23-seisou.lg.jp/ | Tokyo Edogawa | 2 | 600 | 200000 |  | 12.3 | 32077 | 578 | 1997 | FF, Wet, SCR | Annual report 2011 |  |  | ave 82
1260 | 13-856-14 | JP | Tokyo-Sumida | 131-0042 | 1-10-23 Sumida-Ku Higashisumida | Sumida Incineration Plant | 13 Tokyo Prefecture | http://www.union.tokyo23-seisou.lg.jp/ | Tokyo Sumida | 1 | 600 | 200000 |  | 13 | 39300 | 2111 | 1997 |  | Annual report 2011 | ave 1 | ave 2,5 | ave 72 | no info | no info | ave 2,8 |  |  |  |  | 0.00087
1244 | 13-856-15 | JP | Tokyo-Kita | 115-0042 | 1-2-36 Kita-ku Shima | Kita North Plant | 13 Tokyo Prefecture | http://www.union.tokyo23-seisou.lg.jp/ | Tokyo North, Kita | 1 | 600 | 207000 |  | 11.5 | 27600 | 1878 | 1998 |  | Annual report 2011
1245 | 13-856-16 | JP | Tokyo-Koto | 136-0081 | 3-1-1 Koto Yumenoshima | New Koto Waste disposal facilities | 13 Tokyo Prefecture | http://www.union.tokyo23-seisou.lg.jp/ | Tokyo New Koto fac | 3 | 1800 | 600000 |  | 50 | 94000 | 0 | 1998 |  | Annual report 2011 | < 1 | < 2,5 | ave 72 |  |  | < 2,8 |  |  |  | < 0,005 | 0.00137
1250 | 13-856-17 | JP | Tokyo-Minato | 108-0075 | 5-7-1 Konan, Minato-Ku | Minato Harbour incineration plant | 13 Tokyo Prefecture | http://www.union.tokyo23-seisou.lg.jp/ | Tokyo Minato WTE | 3 | 900 | 310500 |  | 22 | 46254 | 0 | 1999 | Bag filter, wet scrubber, SCR | Tokyo Minato Annual report 2011 | < 1 | <2,5 | ave 72 | no info | no info | < 2,8 |  |  |  | < 0,005 | 0.0017
1261 | 13-856-18 | JP | Tokyo-Toshima | 170-0012 | 2-5-1 Toshima-ku Kamiikebukuro | Toshima Waste disposal facilities | 13 Tokyo Prefecture | http://www.union.tokyo23-seisou.lg.jp/ | Tokyo Toshima | 2 | 400 | 138000 |  | 7.8 | 12000 | 5278 | 1999 | FF, Wet, SCR | Annual report 2011
1257 | 13-856-19 | JP | Tokyo-Shibuya | 150-0011 | 1-35-1 Higashi, Shibuya | Shibuya Incineration Plant | 13 Tokyo Prefecture | http://www.union.tokyo23-seisou.lg.jp/ | Tokyo Shibuya | 1 | 200 | 66667 |  | 4.2 | 9088 | 0 | 2001 | FF, WET, SCR | Annual report 2011 |  |  | 60
1240 | 13-856-20 | JP | Tokyo-Chuo | 104-0053 | 5-2-1 Harumi, Chuo-ku | Chuo Central Plant | 13 Tokyo Prefecture | http://www.union.tokyo23-seisou.lg.jp/ | Tokyo Central | 2 | 600 | 200000 |  | 15 | 52179 | 444 | 2001 |  | Annual report 2011 | < 1 | [8 empty] | < 0,05 | 0.0008
1239 | 13-856-21 | JP | Tokyo-Adachi | 121-0812 | 4-7-1 Adichi-Ku Nishihokima | Adachi Incineration Plant | 13 Tokyo Prefecture | http://www.union.tokyo23-seisou.lg.jp/ | Tokyo Adachi | 2 | 700 | 233333 |  | 16.2 | 20322 | 3543 | 2005 |  | Annual report 2011
1247 | 13-856-22 | JP | Tokyo-Koto | 135-0064 | Qinghai | Shredded solid waste disposal facility | 13 Tokyo Prefecture | http://www.union.tokyo23-seisou.lg.jp/chubo/kanri/kojo/chubo/gaiyo.html | Tokyo Shred. solid waste fac. | 1 | 180 | 59999.994 |  |  |  |  | 1992
1242 | 13-856-23 | JP | Tokyo-Itabashi | 175-0082 | 9-48-1Takashimadaira | Itabashi Incineration Plant | 13 Tokyo Prefecture | http://www.union.tokyo23-seisou.lg.jp/ | Tokyo Itabashi | 2 | 600 | 200000 |  | 13.2 | 21600 | 323 | 2002 |  | Annual report 2011
1254 | 13-856-24 | JP | Tokyo-Ota | 146-0092 | 2-33-1 Ota-ku Shimomaruko | Tamagawa Incineration Plant | 13 Tokyo Prefecture | http://www.union.tokyo23-seisou.lg.jp/ | Tokyo Tamagawa | 2 | 300 | 100000 |  | 6.4 | 12962 | 1032 | 2003 |  | Annual report 2011 | ave 1 | ave 2,5 | ave 72 | no info | no info | ave 2,8 |  |  |  | ave 0,005 | 1.6e-06
1258 | 13-856-25 | JP | Tokyo-Shinagawa | 140-0003 | 1-4-1, Shinagawa Yashio | Shinagawa Incineration Plant | 13 Tokyo Prefecture | http://www.union.tokyo23-seisou.lg.jp/ | Tokyo Shinagawa | 2 | 600 | 200000 |  | 15 | 28681 | 38739 | 2005 |  | Annual report 2011 | ave 1 |  | ave 86 | [7 empty] | 0.0016
1243 | 13-856-26 | JP | Tokyo-Katsushika | 125-0032 | 1-20-1 Katsushika-ku Mizumoto | Katsushika Incineration Plant | 13 Tokyo Prefecture | http://www.union.tokyo23-seisou.lg.jp/ | Tokyo Katsushika | 2 | 500 | 166666 |  | 13.5 | 23072 | 2281 | 2006 |  | Annual report 2011
1256 | 13-856-27 | JP | Tokyo-Setagaya | 157-0074 | 1-1-1 Okura Setagaya | Setagaya Incineration Plant | 13 Tokyo Prefecture | http://www.union.tokyo23-seisou.lg.jp/ | Tokyo Setagaya | 2 | 300 | 100000 |  | 6.75 | 1302 | 0 | 2008 | FF, Wet, SCR | Annual report 2011 | ave 1 | ave 2,5 | ave 66 | no info | no info | ave 2,9 |  |  |  | ave 0,005 | 0.0005
1248 | 13-856-xx | JP | Tokyo-Koto | 135-0064 | Qinghai | Chubo Ash Melting facility | 13 Tokyo Prefecture | http://www.union.tokyo23-seisou.lg.jp/chubo/kanri/kojo/chubo/gaiyo.html | Tokyo Chubo Ash | 4 | 400 | 133333.32 |  |  |  |  | 2006 |  | Annual report 2011
1252 | 13-856-xy | JP | Tokyo-Nerima |  | 11 Tanihara 6-chome Nerima | Nerima incineration plant | 13 Tokyo Prefecture | http://www.union.tokyo23-seisou.lg.jp/ | Tokyo Nerima | 2 | 600 | 199999.98 |  |  |  |  | Retrofit
803 | 14-000-xx | JP | Kasumidai |  |  | Kasumidai Plant | 14 Kanagawa | http://www.hz-inova.com |  | 2 | 126 | 41999.9958 |  |  |  |  | 1994
1346 | 14-100-03 | JP | Yokohama-Tsuzuki |  | Hiradai, 27-1 | Continued Plant Yokohama | 14 Kanagawa Prefecture | http://www.city.yokohama.lg.jp/shigen/sub-soshiki/kojo/tsuzukik/ | Yokohama Tsuzuki | 3 | 1200 | 399999.96 |  |  |  |  | 1984
1345 | 14-100-04 | JP | Yokohama-Tsurumi | 230-0045 | 1-15-1 Suehirocho | Tsurumi Plant | 14 Kanagawa Prefecture | http://www.city.yokohama.lg.jp/shigen/sub-soshiki/kojo/tsurumik/ | Yokohama Tsurumi | 3 | 1200 | 414000 | 174 |  |  |  | 1995
1342 | 14-100-05 | JP | Yokohama-Asahi | 241-0005 | 2-8-1 Shirane | Asahi Plant | 14 Kanagawa Prefecture | http://www.city.yokohama.lg.jp/shigen/sub-soshiki/kojo/asahik/ | Yokohama Asahi | 3 | 540 | 186300 | 70 |  |  |  | 1999
1344 | 14-100-06 | JP | Yokohama-Kanazawa |  | Sachiura, 2 | Kanazawa Plant | 14 Kanagawa Prefecture | http://www.city.yokohama.lg.jp/shigen/sub-soshiki/kojo/kanazawak/ | Yokohama Kanazawa | 3 | 1200 | 399999.96 |  |  |  |  | 2001
1343 | 14-100-xx | JP | Yokohama-Hodogaya * | 240-0025 | 355 Karibacho | Hodogaya Plant | 14 Kanagawa Prefecture | http://www.city.yokohama.lg.jp/shigen/sub-soshiki/kojo/hodogayak/ | Yokohama Hodogaya | 3 | 1260 | 419999.958 |  |  |  |  | suspended
821 | 14-130-01 | JP | Kawasaki-Tachibana | 213-0014 | 1-20-1 Takatsu-ku | Tachibana processing center | 14 Kanagawa Prefecture | http://www.city.kawasaki.jp/ | Kawasaki Tachibana | 3 | 600 | 207000 | 55 |  |  |  | 1974
822 | 14-130-02 | JP | Kawasaki-Tsutsumine | 210-0026 | 52 Tsutsumine, Kawasaki-ku | Tsutsumine Plant | 14 Kanagawa Prefecture | http://www.city.kawasaki.jp | Kawasaki Tsutsumine | 2 | 600 | 207000 | 58 |  |  |  | 1979
820 | 14-130-03 | JP | Kawasaki-Asao | 215-0013 | 1285 Ozenji Asao-ku | Aso District Facility Ozenji | 14 Kanagawa Prefecture | http://www.city.kawasaki.jp/ | Kawasaki Aso Ozenji | 3 | 450 | 149999.985 |  |  |  |  | 1986
823 | 14-130-04 | JP | Kawasaki-Kawasaki Ward | 210-0862 | 509-1 Cho Ukishimacho | Floating Island Treatment Center | 14 Kanagawa Prefecture | http://www.city.kawasaki.jp | Kawasaki Island | 3 | 900 | 299999.97 |  |  |  |  | 1995
1347 | 14-201-01 | JP | Yokosuka | 239-0832 | 2187 Shinmeicho | Processing plant south of Yokosuka City | 14 Kanagawa Prefecture |  | Yokosuka South | 3 | 600 | 199999.98 |  |  |  |  | 1983
681 | 14-203-01 | JP | Hiratsuka City | 254-0012 | 3230 Okami | Hiratsuka city Environmental Business Center | 14 Kanagawa Prefecture | http://www.city.hiratsuka.kanagawa.jp/kouiki/about/about_03.html | Hiratsuka Environment Center | 3 | 294 | 97999.9902 |  |  |  |  | 1988
682 | 14-203-xx | JP | Hiratsuka City | 254-0012 | 3230 Okami | Environmental business center next Hiratsuka | 14 Kanagawa Prefecture | http://www.city.hiratsuka.kanagawa.jp/kouiki/about/about_03.html |  | 0 | 0 | 0 |  |  |  |  | planned
772 | 14-204-01 | JP | Kamakura | 247-0052 | 4-1-1 Imaizumi | Clean Center Imaizumi Kamakura City | 14 Kanagawa Prefecture |  | Clean Center Imaizumi | 1 | 75 | 24999.9975 |  |  |  |  | 1973 | [12 empty] | 0.013
773 | 14-204-02 | JP | Kamakura | 248-0007 | 5-11-16 Omachi | Clean Center Nagoshi Kamakura City | 14 Kanagawa Prefecture |  | Clean Center Nagoshi | 2 | 150 | 51750 |  | 18 |  |  | 1982 | [12 empty] | 0.01
609 | 14-205-01 | JP | Fujisawa |  | 2168 Ishikawa | Fuijisawa North | 14 Kanagawa Prefecture | http://www.city.fujisawa.kanagawa.jp/kankyou/page100024.shtml | Fujisawa North | 2 | 300 | 99999.99 |  |  |  |  | 2004
610 | 14-205-02 | JP | Fujisawa |  | Honfujisawa, 2-1 | Environmental Office Ishinazaka | 14 Kanagawa Prefecture |  | Ishinazaka Plant | 2 | 260 | 86666.658 |  |  |  |  | 1984
1022 | 14-206-01 | JP | Odawara | 250-0055 | 3768 Kuno | Odawara I | 14 Kanagawa Prefecture |  | Odawara Clean Center | 2 | 180 | 59999.994 |  |  |  |  | 1979
1023 | 14-206-02 | JP | Odawara | 250-0055 | 3768 Kuno | Odawara II | 14 Kanagawa Prefecture |  | Odawara Clean Center | 2 | 150 | 49999.995 |  |  |  |  | 1990 | [12 empty] | 0.15
582 | 14-207-01 | JP | Chigasaki |  | Hagisono, 836 | Business Center, Chigasaki environment | 14 Kanagawa Prefecture |  | Chikasaki Environment | 3 | 360 | 119999.988 |  |  |  |  | 1995
1357 | 14-208-01 | JP | Zushi | 249-0003 | 4-street-956 Ikego | Clean Environment Center Zushi City Hall | 14 Kanagawa Prefecture |  | Zushi Clean Center | 2 | 140 | 46666.662 |  |  |  |  | 1981 | [12 empty] | 0.15
1100 | 14-209-02 | JP | Sagamihara-Midori | 252-0134 | 2074-2 Shimokuzawa | Incineration plant north | 14 Kanagawa Prefecture |  | Incineration Plant North | 3 | 450 | 149999.985 |  |  |  |  | 1991
1101 | 14-209-04 | JP | Sagamihara-Minami | 252-0328 | 1524-1 Asamizodai | Incineration plant resources recycling unit south | 14 Kanagawa Prefecture |  | Incineration Plant South | 3 | 525 | 174999.9825 |  |  |  |  | 2010
567 | 14-212-01 | JP | Atsugi | 243-0003 | 1641-1 Kaneda | Environmental Center Atsugi City | 14 Kanagawa Prefecture | http://www.city.atsugi.kanagawa.jp/ | Atsugi Clean Center | 3 | 327 | 108999.9891 |  |  |  |  | 1987
1329 | 14-213-01 | JP | Yamato | 242-0026 | 3-12-1 Soyagi | Environmental Management Center, Yamato-shi, | 14 Kanagawa Prefecture |  | Yamato Center | 3 | 450 | 149999.985 |  |  |  |  | 1994
924 | 14-217-01 | JP | Minamiashigara | 250-0131 | 48-1 Uchiyama | Incineration plant Minamiashigara City | 14 Kanagawa Prefecture | http://www.city.minamiashigara.kanagawa.jp/index.jsp | Minamiashigara Clean Center | 2 | 120 | 39999.996 |  |  |  |  | 1983
661 | 14-301-01 | JP | Hayama | 240-0112, | 2286 Horiuchi | Clean Center Hayama town | 14 Kanagawa Prefecture |  | Clean Center Hayama Town | 2 | 40 | 13333.332 |  |  |  |  | 1977 | [12 empty] | 1.9
1033 | 14-341-01 | JP | Oiso Town, Naka District | 259-0103 | Mushikubo 66 | Environmental Beautification Center Oiso town | 14 Kanagawa Prefecture | http://www.city.hiratsuka.kanagawa.jp/kouiki/about/about_03.html | Oiso town Clen Center | 2 | 90 | 29999.997 |  |  |  |  | 1990
535 | 14-401-01 | JP | Aikawa Town |  | 1656-2 Mimase | Aikawa beautification plant | 14 Kanagawa Prefecture |  | Aikawa Center | 2 | 56 | 18666.6648 |  |  |  |  | 1990
733 | 14-815-01 | JP | Isehara | 259-1103 | 1918 Sannomiya | Incineration plant Isehara Hadano | 14 Kanagawa Prefecture | http://www.hadanoshi-iseharashi-kek.or.jp/top/sisetu/kj/kojyo.html | Isehara Plant Hadano | 3 | 270 | 89999.991 |  |  |  |  | 1985
732 | 14-815-xx | JP | Isehara |  |  | Hatano & Isehara Union Plant | 14 Kanagawa Prefecture | http://www.hz-inova.com |  | 2 | 200 | 66666.66 |  |  |  |  | 2012
596 | 14-818-01-02 | JP | Ebina City | 243-0417 | 1-1 Hongo | Union dais cleaning facility | 14 Kanagawa Prefecture | http://www.kouzaseisou-kanagawa.jp/ | Union Drais Facility | 2 | 350 | 116666.655 |  |  |  |  | 1992
1354 | 14-827-01 | JP | Yugawara Town, Ashigarashimo District | 259-0312 | 2021-95 Yoshihama | Waste incineration facilities Yugawara town | 14 Kanagawa Prefecture | http://www.town.yugawara.kanagawa.jp/life/gomi/eikumi.html | Yugawara Town Cl. Center | 2 | 70 | 23333.331 |  |  |  |  | 1997 | [12 empty] | 3.8
1030 | 14-829-01 | JP | Oi, Ashigarakami District | 258-0012, | 540 Yanagi | Beautification Center Eastern Oi union cleaning Ashigara | 14 Kanagawa Prefecture |  | OI Center, Eastern Ashigara | 1 | 50 | 16666.665 |  |  |  |  | 1984 | [12 empty] | 0.09
1031 | 14-837-01 | JP | Oi, Ashigarakami District | 258-0113 | 3680 Yamakita | Environmental Center Ashigara western town hall Yamakita | 14 Kanagawa Prefecture |  | Yamakita C., West Ashigara | 2 | 50 | 16666.665 |  |  |  |  | 1995
996 | 15-100-01 | JP | Niigata City - Nishi | 950-2123 | 3644-1 Kasagi | Nitta waste cleaning center | 15 Niigata Prefecture |  | Nitta Clean Center | 3 | 360 | 119999.988 |  |  |  |  | 1986
994 | 15-100-02 | JP | Niigata City- Minami Ward | 950-1412 | 2135-1 Usui | Shirane Center | 15 Niigata Prefecture | http://www.city.niigata.lg.jp/kurashi/gomi/gomishisetsu/sisetu_tyukan.html | Shirane Center | 0 | 0 | 0 |  |  |  |  | closed
993 | 15-100-03 | JP | Niigata City - Akiha Ward | 956-0834 | 1289-1 Koguchi | Niitsu Clean Center | 15 Niigata Prefecture | http://www.city.niigata.lg.jp/akiha/shisetsu/seikatsu/niituclean.html | Niitsu Clean Center | 2 | 144 | 47999.9952 |  |  |  |  | 1995
995 | 15-100-04 | JP | Niigata City - Konan | 950-0162 | 1835-1 Kameda | Kameda cleaning center | 15 Niigata Prefecture |  | Kameda Cleaning Center | 3 | 390 | 129999.987 |  |  |  |  | 1997
997 | 15-100-05 | JP | Niigata City - Nishikan | 959-0521 | 12618 Yoroigata | Yoroigata Clean Center, DMS Facility | 15 Niigata Prefecture |  | Yoroigata Clean Center | 2 | 120 | 39999.996 |  |  |  |  | 2002
958 | 15-202-01 | JP | Nagaoka | 940-2316 | Torigoe, 2818 | Torigoe Clean Center | 15 Niigata Prefecture |  | Torigoe Clean Center | 2 | 170 | 56666.661 |  |  |  |  | 1986 | [12 empty] | 0.23
959 | 15-202-02 | JP | Nagaoka | 940-0015 | 3-6-1 Kotobuki | Kotobuki Clean Center | 15 Niigata Prefecture |  | Kotobuki Clean Center | 2 | 160 | 53333.328 |  |  |  |  | 1998 | [12 empty] | 0.058
960 | 15-202-04 | JP | Nagaoka | 940-0203 | Nirehara 2334 | Nagaoka Tochio Clean Center | 15 Niigata Prefecture |  | Tochio Clean Center | 2 | 80 | 26666.664 |  |  |  |  | 1991 | [12 empty] | 0.1
798 | 15-205-01 | JP | Kashiwazaki | 945-0011 | 4-13-13 Matsunami | Kashiwazaki City Clean Center | 15 Niigata Prefecture |  | Kashiwazaki Clean Center | 2 | 160 | 53333.328 |  |  |  |  | 1992
1232 | 15-210-01 | JP | Tokamachi |  | Ushi, 915-2 | Eco-Clean Center | 15 Niigata Prefecture |  | Tokamachi Center | 2 | 90 | 29999.997 |  |  |  |  | 1993
757 | 15-222-03 | JP | Joetsu | 942-0036 | 2588 Higashinakajima | First Clean Center Joetsu | 15 Niigata Prefecture |  | First Clean Center Joetsu | 2 | 140 | 46666.662 |  |  |  |  | 1988
758 | 15-222-04 | JP | Joetsu | 942-0036 | 2963 Higashinakajima | Second Clean Center Joetsu | 15 Niigata Prefecture |  | Second Clean Center Joetsu | 2 | 98 | 32666.6634 |  |  |  |  | 1995
1092 | 15-224-01 | JP | Sado | 952-1324 | Nakahara 103 | Sado Clean Center | 15 Niigata Prefecture | http://www.city.sado.niigata.jp/admin/org/address/05_01.shtml | Sado Clean Center | 2 | 120 | 39999.996 |  |  |  |  | 1998
1093 | 15-224-02 | JP | Sado | 952-3435 | 925-1 Okawa Ryotsu | Solidified ash melting facility | 15 Niigata Prefecture | http://www.city.sado.niigata.jp/admin/org/address/05_01.shtml | Sado Ash Melting | 1 | 14.5 | 4833.3328 |  |  |  |  | 2001
1091 | 15-224-03 | JP | Sado | 952-3421 | 1891 Agata | Clean Center Ryotsu | 15 Niigata Prefecture | http://www.city.sado.niigata.jp/admin/org/address/05_01.shtml | Clean Center Ryotsu | 2 | 40 | 13333.332 |  |  |  |  | 1999
1094 | 15-224-xx | JP | Sado | 952-0603 | 163-2 Ogikinoura | Clean Center South Sado | 15 Niigata Prefecture |  | Clean Center South Sado | 2 | 40 | 13333.332 |  |  |  |  | unkown
1302 | 15-225-01 | JP | Uonuma |  | 707-1 Nakajima | Uonuma Eco Plant | 15 Niigata Prefecture | http://www.city.uonuma.niigata.jp/modules/outlinetopic/index.php?content_id=193 | Uonuma Eco Plant | 2 | 95 | 31666.6635 |  |  |  |  | 1995 | [12 empty] | 1.8
1286 | 15-900-01 | JP | Tsubame | 959-0213 | 777 Yoshidayoshiei | Union General Secretary-Yahiko, Waste treatment plant | 15 Niigata Prefecture | http://www.tysogo.jp/ | Yahiko Plant | 2 | 80 | 26666.664 |  |  |  |  | 1984 | [12 empty] | 0.4
1287 | 15-900-02 | JP | Tsubame | 959-0213 | 755 Yoshidayoshiei | Union General Secretary-Yahiko, Fluidized bed furnace Environmental Center | 15 Niigata Prefecture |  | Fluidized bed Furnace | 2 | 78 | 25999.9974 |  |  |  |  | 1995 | [12 empty] | 1.8
998 | 15-906-01-02 | JP | Niigata-Toyosaka | 950-3305 | Uranoiri 418 Kita-ku | Toyosaka ll | 15 Niigata Prefecture |  | Toyosaka II | 3 | 130 | 43333.329 |  |  |  |  | 1996
1148 | 15-912-01 | JP | Shibata | 959-2313 | Fujikake | Shibata regional Clean Center | 15 Niigata Prefecture |  | Shibata Clean Center | 3 | 127.2 | 42399.9958 |  |  |  |  | 1998
1194 | 15-912-02 | JP | Tainai | 959-2608 | 7-123 Tomioka | Nakajo district refuse incineration | 15 Niigata Prefecture |  | Tainai Nakajo Center | 2 | 100 | 33333.33 |  |  |  |  | 1987
954 | 15-940-01 | JP | Myoko | 944-0013 | 931-1 Takayanagi | Clean Center Arai | 15 Niigata Prefecture |  | Clean Center Arai | 2 | 70 | 23333.331 |  |  |  |  | 1998
633 | 15-947-05 | JP | Gosen City | 959-1604 | 8864 Ronze | Waste incineration plant Gosen | 15 Niigata Prefecture |  | Gosen waste incinerator | 2 | 150 | 49999.995 |  |  |  |  | 2001 | [12 empty] | 0.0017
1202 | 16-202-01 | JP | Takaoka City |  | Chokeiji | Takaoka clean center | 16 Toyama Prefecture |  | Takaoka Clean Center | 3 | 270 | 89999.991 |  |  |  |  | 1980
675 | 16-205-01 | JP | Himi | 935-0344 | 5266 Kamiyokawa | Cleaning center western Himi | 16 Toyama Prefecture |  | Western Himi | 1 | 50 | 16666.665 |  |  |  |  | 1978 | [12 empty] | 5e-05
720 | 16-211-01 | JP | Imizu | 939-0303 | 1150 Nishitakagi | Clean the injection peer Imizu | 16 Toyama Prefecture | http://www.city.imizu.toyama.jp/hp/svFacHP.aspx?faccd=1306110 | Imizu Center | 3 | 138 | 45999.9954 |  |  |  |  | 2002
1267 | 16-891-02 | JP | Tonami | 939-1315, | 1873-1 Ota | General waste treatment facility Tonami Clean Center | 16 Toyama Prefecture | http://www.tokouiki.jp/article/shisetu2-s.html | Tonami Clean Center | 2 | 70 | 23333.331 |  |  |  |  | 1991 | [12 empty] | 0.1
561 | 16-892-01 | JP | Asahi Town | 939-0721 | Sanmaibashi 188 | Shimoniikawa District Plant | 16 Toyama Prefecture |  | Asahi City Toyama | 3 | 174 | 57999.9942 |  |  |  |  | 2000
1275 | 16-897-02 | JP | Toyama City, Tateyama-machi | 930-0247 | Suesanga 103-3 | Clean Center Toyama | 16 Toyama Prefecture | http://www.toyama-kouiki.jp/ | Toyama Clean Center | 3 | 810 | 269999.973 |  |  |  |  | 2003
1332 | 17-000-xx | JP | Yamanaka |  |  |  | 17 Ishikawa Prefecture | http://www.hz-inova.com |  | 2 | 26 | 8666.6658 |  |  |  |  | 1996
780 | 17-201-01 | JP | Kanazawa |  | Torikimachi, Ha284 | Seibu Clean Center Kanazawa | 17 Ishikawa Prefecture |  | Western Center Kanazawa | 2 | 350 | 116666.655 |  |  |  |  | 1980
781 | 17-201-02 | JP | Kanazawa |  | Naruwadai, 357 | Clean Center Eastern Kanazawa | 17 Ishikawa Prefecture |  | Eastern Kanazawa | 2 | 250 | 86250 |  | 32 |  |  | 1991
859 | 17-203-01 | JP | Komatsu | 923-0156 | Ono-cho 1 Shinzaburo valley | Komatsu Environmental Beautification Center | 17 Ishikawa Prefecture | http://www.city.komatsu.lg.jp/ | Komatsu Center | 3 | 150 | 49999.995 |  |  |  |  | 1983
1314 | 17-204-03 | JP | Wajima |  | Mitanimachi, 11 | Clean Center Wajima | 17 Ishikawa prefecture |  | Clean Center Wajima | 2 | 75 | 24999.9975 | 16 |  |  |  | 1994
762 | 17-206-02 | JP | Kaga | 922-0842 | Otsu-7-1 Kumasakamachi | Environmental Beautification Center Kaga City | 17 Ishikawa Prefecture |  | Kaga Clean Center | 2 | 160 | 53333.328 |  |  |  |  | 1996
1015 | 17-827-02 | JP | Nomi | 923-1213 | Ri-1-1 Tsubonomachi | Nomi Beautification Center | 17 Ishikawa Prefecture |  | Nomi Center | 2 | 50 | 16666.665 |  |  |  |  | 1992
643 | 17841-03 | JP | Hakusan City | 924-0066 | 795 Kamiogawamachi | Center for Environmental Affairs Association Matto Ishikawa | 17 Ishikawa Prefecture |  | Hakusan Ishikawa | 3 | 240 | 79999.992 |  |  |  |  | 1998
1152 | 17-856-01 | JP | Shika Town, Hakui District, Noto Peninsula | 925-0123 | 11-103 Yada | Northern Center Ishikawa | 17 Ishikawa Prefecture |  | Nothern Center Ishikawa | 2 | 160 | 53333.328 |  |  |  |  | 2002 | [12 empty] | 4e-07
614 | 18-201-01 | JP | Fukui City |  | Ryomachi, 50-41 | Clean Center Fukui | 18 Fukui Prefecture |  | Clean Center Fukui City | 3 | 345 | 114999.9885 |  |  |  |  | 1991
1291 | 18-202-01 | JP | Tsuruga | 914-0821 | 88-1-2 Kushikawa | Cleaning center Tsuruga | 18 Fukui Prefecture | http://www.city.tsuruga.lg.jp/sypher/www/section/detail.jsp?id=291 | Tsuruga Clean Center | 2 | 100 | 33333.33 |  |  |  |  | 1992
598 | 18-339-01 | JP | Echizen | 915-0802 | 1-3-20 Kitago | First union cleaning center Nanyue | 18 Fukui Prefecture | http://www.nanetsuseisou.or.jp/ | Clean Center Nanyue 1 | 2 | 150 | 49999.995 |  |  |  |  | 1984
599 | 18-339-02 | JP | Echizen | 915-1221 | 86-28 Kotogaharacho | Second union cleaning centyer Nanyue | 18 Fukui Prefecture | http://www.nanetsuseisou.or.jp/ | Clean Center Nanyue 2 | 1 | 30 | 9999.999 |  |  |  |  | 1997
570 | 18-825-01 | JP | Awara City | 919-0726 | 33-3-1 Sasaoka | Cleaning center area regional district municipality Sakai Fukui | 18 Fukui Prefecture |  | Clean Center Awara Sakai | 3 | 222 | 73999.9926 |  |  |  |  | 1995
1056 | 18-833-01 | JP | Ono City | 912-0011 | 28-1 Minamishinzaike | Ono City clean Center | 18 Fukui Prefecture | http://www.maeda.co.jp | ONO City Clean Center | 2 | 84 | 27999.9972 |  |  |  |  | 2006
1090 | 18-844-01 | JP | Sabae | 916-0006 | 15-11 Nishibancho | Waste incineration facilities Sabae Clean Center | 18 Fukui Prefecture |  | Sabae Clean Center | 2 | 120 | 39999.996 |  |  |  |  | 1986 | [12 empty] | 0.02
852 | 19-201-01 | JP | Kofu City |  | Kamicho | Environment Centre Kofu | 19 Yamanashi Prefecture | http://www.city.kofu.yamanashi.jp/shori/kurashi/gomi/shisetsu/shokyaku.html | Kofu Center | 3 | 360 | 119999.988 |  |  |  |  | 1995
611 | 19-202-03 | JP | Fujiyoshida | 403-0002 | 690 Koasumi | Environmental Beautification Center City Hall Fujiyoshida | 19 Yamanashi Prefecture |  | Fujiyoshida Center | 3 | 190 | 63333.327 |  |  |  |  | 2002
1080 | 19-896-03 | JP | Otsuki |  | 3274 Hatsukarimachi Nakahatsukari | Otsuki plant | 19 Yamanashi Prefecture | http://www.otsuki-tsuru.or.jp/ | Otsuki Plant | 2 | 108 | 35999.9964 |  |  |  |  | 2003 | [12 empty] | 0.006
591 | 19-924-03 | JP | Chuo | 409-3813 | 1189 Itchohata | cleaning center district regional Nakakoma | 19 Yamanashi Prefecture |  | clean Center Nakakoma Chuo | 3 | 270 | 89999.991 |  |  |  |  | 1997
1006 | 19-930-03 | JP | Nirasaki, | 407-0033 | 1895 Tatsuokamachi Shimojominamiwari | Environmental Sanitation Center north regional civil service regional area north Gorges union | 19 Yamanashi Prefecture | http://www.kyohoku.com/ | North Gorges Center | 2 | 160 | 53333.328 |  |  |  |  | 2002
957 | 20-201-01 | JP | Nagano | 381-0026 | 2-42-1 Matsuoka | Cleaning center of Nagano City | 20 Nagano Prefecture | http://www.city.nagano.nagano.jp/ | Nagano City Clean Center | 3 | 450 | 149999.985 |  |  |  |  | 1982
1037 | 20-204-01 | JP | Okaya | 394-0091 | Uchiyama 4769-14 | Incineration plant Okaya | 20 Nagano Prefecture |  | Okaya Clean Center | 2 | 80 | 26666.664 |  |  |  |  | 1986 | [12 empty] | 0.13
1187 | 20-206-01 | JP | Suwa |  | Kamisuwa, 13338-111 | Cleaning center Suwa (North) | 20 Nagano Prefecture |  | Clean Center Suwa | 2 | 80 | 26666.664 |  |  |  |  | 1987 | [12 empty] | 0.5
1188 | 20-207-01 | JP | Suzaka | 382-0000 | Yonago 1218-4 Oaza | Cleaning center Suzaka Nagano | 20 Nagano Prefecture | http://www.city.suzaka.nagano.jp/seikatsu/gomi/seisoucenter/ | Cl. Center Suzaka Nagano | 2 | 50 | 16666.665 |  |  |  |  | 1978
1162 | 20-361-01 | JP | Shimosuwa | 393-0000 | 652-4 Sonota suwa-gun | Shimosuwa town cleaning center | 20 Nagano Prefecture |  | Shimosuwa Town Center | 2 | 110 | 37950 |  | 9 |  |  | 1998
1115 | 20-821-01 | JP | Sakaki, Hanishina District | 389-0602 | 1850 Nakanojo | Union Kuzuo incineration facilities | 20 Nagano Prefecture | http://www.katsurao.net/index.php/archives/category/shokyaku | Union Kuzuo Facilities | 2 | 160 | 53333.328 |  |  |  |  | 1976
572 | 20-860-01 | JP | Azumino | 399-8302 | 1589-2 Hotakakitahotaka | Facility Hodaka union clean center Hotaka | 20 Nagano Prefecture |  | Clean Center Hotaka | 3 | 150 | 49999.995 |  |  |  |  | 1994
1118 | 20-905-01 | JP | Saku City | 385-0051 | 2880 Nakagomi | Saku Clean Center | 20 Nagano Prefecture |  | Saku Clean Center | 2 | 120 | 39999.996 |  |  |  |  | 1984 | [12 empty] | 0.14
712 | 20-928-02 | JP | Iida City | 399-2565 | 2254-47 Kiribayashi | Clean Center Kiribayashi | 20 Nagano Prefecture | http://www.mis.janis.or.jp/~kcc3/ | Clean Center Kiribayashi | 2 | 93 | 30999.9969 |  |  |  |  | 2003
1298 | 20-940-01 | JP | Ueda City | 386-0025 | 3-11-31 Tenjin | Ueda Clean Center | 20 Nagano Prefecture |  | Ueda Clean Center | 2 | 200 | 66666.66 |  |  |  |  | 1986
977 | 20-949-01 | JP | Nakano |  | 1308-1 Nakano | Hokushin union health facility, Higashiyama Clean Center | 20 Nagano Prefecture | http://hokushin-eisei.jp/shisetsu.php | Higashiyama Clean Center | 2 | 130 | 43333.329 |  |  |  |  | 1998 | [12 empty] | 0.021
914 | 20-960-01 | JP | Matsumoto | 390-0851 | 7576-1 Shimauchi | Clean Center Matsumoto | 20 Nagano Prefecture |  | Clean Center Matsumoto | 3 | 450 | 149999.985 |  |  |  |  | 1998
1169 | 20-985-01 | JP | Shiojiri |  | Kakizawa, 303 | Asahi sanitation union Clean Center Shiojiri | 20 Nagano Prefecture |  | Clean Center Shiojiri | 2 | 90 | 29999.997 |  |  |  |  | 1991
586 | 20-990-01 | JP | Chino City | 391-0216 | 2000-3 Yonezawa | Cleaning center south Suwa | 20 Nagano Prefecture | http://www.chinoshi.net/CNet_HP/user/index.php?secid=100143&pageid=2 | Cleaning Center South Suwa | 2 | 100 | 33333.33 |  |  |  |  | 1997 | [12 empty] | 0.3
629 | 21-201-01 | JP | Gifu City-Hinakura | 501-1185 | 375 dong | Dong plant in Gifu | 21 Gifu Prefecture |  | Dong Plant Gifu | 1 | 150 | 49999.995 |  |  |  |  | 1979 | [12 empty] | 0.13
630 | 21-201-02 | JP | Gifu City-Akutami | 501-3134 | 6-368 Akutami | Akutami Tobu Clean Center | 21 Gifu Prefecture |  | Gifu Akutami | 3 | 450 | 149999.985 |  |  |  |  | 1998
1025 | 21-202-01 | JP | Ogaki | 503-0847 | 3-1 Komenocho | Clean Center Ogaki City | 21 Gifu Prefecture |  | Cleanc Center Ogaki | 3 | 240 | 79999.992 |  |  |  |  | 1996
1208 | 21-203-01 | JP | Takayama |  | Sanfukujimachi, 1800 | Recycling Resource Center Takayama | 21 Gifu Prefecture | http://www.city.takayama.lg.jp/seikatsukankyou/seisoukoujou.htm | Takayama Resource Center | 2 | 100 | 34500 |  | 8 |  |  | 1986
1197 | 21-204-01 | JP | Tajimi City | 507-0045 | 37 Sannokuracho Shishiba | Center dust San'nokura Tajimi City | 21 Gifu Prefecture |  | Tajimi Sannukuracho plant | 2 | 170 | 56666.661 |  |  |  |  | 2003
1196 | 21-204-xx | JP | Tajimi City |  | Kasaharacho, 4022-7 | Tajimi City, Kasahara Clean Center | 21 Gifu Prefecture | http://www.city.tajimi.gifu.jp/kankyo/kasahara_clean/shoukyaku.htm | Tajimi Kasahara Plant | 2 | 144 | 47999.9952
979 | 21-206-01 | JP | Nakatsugawa | 508-0011 | 2261-6 Komanba | Environmental Center Nakatsugawa | 21 Gifu Prefecture | http://www.city.nakatsugawa.gifu.jp/ | Center Nakatsugawa | 2 | 98 | 32666.6634 |  |  |  |  | 2004
600 | 21-210-01 | JP | Ena City |  | Osashimacho Kusumi, 1013 | Ena Eco Center | 21 Gifu Prefecture |  | Ena Eco Center | 1 | 72 | 23999.9976 |  |  |  |  | 2003
1233 | 21-212-01 | JP | Toki |  | Izumichokujiri | Toki Environmental Center | 21 Gifu Prefecture |  | Toki Environmental Center | 3 | 70 | 23333.331 |  |  |  |  | 1990
767 | 21-213-02 | JP | Kakamigahara City | 509-0101 | 2500-1 Sue | Cleaning Center North Kakamigahara | 21 Gifu Prefecture | http://www.city.kakamigahara.lg.jp/manabi/kita_seisosenta.html | Kakamigahara North | 3 | 192 | 64000 |  | 2.4 |  |  | 2003 | SNCR, Dry, FF
1324 | 21-215-02 | JP | Yamagata | 501-2321 | 2457 Taniai | Yamagata City Clean Center | 21 Gifu Prefecture |  | Yamagata Clean Center Gifu | 2 | 36 | 11999.9988 |  |  |  |  | 2009
635 | 21-219-01 | JP | Gujo | 501-4235 | 148-5 Hachimancho Arisaka | Clean Center Gujo | 21 Gifu Prefecture |  | Clean Center Gujo | 2 | 65 | 21666.6645 |  |  |  |  | 2006
628 | 21-821-01 | JP | Gifu City - Kasamatsu | 500-8266 | 5-147 Sakaigawa | Waste incineration plant Gifu Hashima | 21 Gifu Prefecture |  | Gifu Hashima | 3 | 180 | 59999.994 |  |  |  |  | 1995
782 | 21-823-02 | JP | Kani City | 509-0247 | 839 Shuga | Clean Park "Eco cycle Plaza" Yuri Sasa | 21 Gifu Prefecture | http://www.kamoeisei.jp/ | Yuri Sasa | 3 | 240 | 79999.992 |  |  |  |  | 1999
1351 | 21-824-02 | JP | Yoro, Yoro District | 503-1277 | 456-313 Ario | Cleaning center Nan'no | 21 Gifu Prefecture |  | Nanno Clean Center | 2 | 80 | 26666.664 |  |  |  |  | 2009 | [12 empty] | 0.11
1057 | 21-895-02-03 | JP | Ono City, Ibi District | 501-0534 | 1375-1 Shimozagura | Seino Environmental Protection Center | 21 Gifu Prefecture |  | Seino Clean Center | 3 | 270 | 89999.991 |  |  |  |  | 2003
1142 | 21-907-01 | JP | Seki | 501-3217, | 5960 Shimouchi | Gasification facility Seki | 21 Gifu Prefecture | http://www18.ocn.ne.jp/~c-kouiki/ | Seki gasification plant | 3 | 168 | 55999.9944 |  |  |  |  | 2003
1176 | 22-201-02 | JP | Shizuoka City, | 420-0905 | 1224 Minaminumagami | Numakami incineration plant | 22 Shizuoka Prefecture |  | Numakami Incinerator | 3 | 600 | 199999.98 |  |  |  |  | 1995
1177 | 22-201-03 | JP | Shizuoka City, | 420-0905 | 1224 Minaminumagami | Numakami incineration plant (ash melting facility) | 22 Shizuoka Prefecture |  | Numakami Melting Fac. | 2 | 120 | 39999.996 |  |  |  |  | 2004
1178 | 22-201-06 | JP | Shizuoka City-Aoi | 421-2116 | 553 Nishigaya | Nishigaya DMS Plant | 22 Shizuoka Prefecture |  | Nishigaya Plant | 2 | 500 | 166666.65 |  |  |  |  | 2010
644 | 22-202-01 | JP | Hamamatsu City |  |  | Incineration plant in northern Hamamatsu | 22 Shizuoka Prefecture |  | No Info of location | 2 | 270 | 89999.991 |  |  |  |  | 1991
647 | 22-202-02 | JP | Hamamatsu City - Minami | 430-0844 | 1715 Enoshimacho | Cleaning south Hamamatsu City | 22 Shizuoka Prefecture | http://www.city.hamamatsu.shizuoka.jp/ | Hamamatsu South | 3 | 450 | 149999.985 |  |  |  |  | 1996
645 | 22-202-04 | JP | Hamamatsu City -Hamakita | 434-0013 | 954 Nagashima | Cleaning center Hamakita 2x20 | 22 Shizuoka Prefecture | http://www.city.hamamatsu.shizuoka.jp/ | Hamakita Cleaning Center | 2 | 40 | 13333.332 |  |  |  |  | 1997
646 | 22-202-05 | JP | Hamamatsu City -Hamakita | 434-0013 | 954 Nagashima | Cleaning center Hamakita 1x90 | 22 Shizuoka Prefecture | http://www.city.hamamatsu.shizuoka.jp/ | Hamakita Cleaning Center | 1 | 90 | 29999.997 |  |  |  |  | 2002
649 | 22-202-09 | JP | Hamamatsu City - Tenryu | 431-3752 | 558-3 Ogawa | Tenryu ward garbage processing plant | 22 Shizuoka Prefecture | http://www.city.hamamatsu.shizuoka.jp/ | Hamamatsy Tenryu Plant | 2 | 36 | 11999.9988 |  |  |  |  | 2005
648 | 22-202-10 | JP | Hamamatsu City - Nishi |  | Shinoharacho, 26098 | Hamamatsu City Western Clean Center | 22 Shizuoka Prefecture | http://www.city.hamamatsu.shizuoka.jp/ | Hamamatsu Western Cl. C. | 3 | 450 | 149999.985 |  |  |  |  | 2009
1017 | 22-203-01 | JP | Numazu City | 410-0813 | Three-dong 2417-1 Kamikanuki | Numazu plant cleaning | 22 Shizuoka Prefecture |  | Numazu Plant | 2 | 300 | 99999.99 |  |  |  |  | 1976
566 | 22-205-01 | JP | Atami City |  | 1804-8 Atami Hiway | Himenosawa Eco Plant | 22 Shizuoka Prefecture | http://www.city.atami.shizuoka.jp/page.php?p_id=493 | Himenosawa Eco Plant | 2 | 204 | 67999.9932 |  |  |  |  | 1999
932 | 22-206-01 | JP | Mishima, | 411-0000 | 4703-94 Gamonodo | Mishima City Hall cleaning center | 22 Shizuoka Prefecture | http://www.city.mishima.shizuoka.jp/ipn000314.html | Mishima City Center | 2 | 180 | 59999.994 |  |  |  |  | 1989
607 | 22-207-01 | JP | Fujinomiya | 418-0111 | 3678-4 Yamamiya | Town cleaning center Shibakawa Fujinomiya | 22 Shizuoka Prefecture | http://www.city.fujinomiya.shizuoka.jp/seisou/seisou.htm | Fujinomina Clean Center | 2 | 240 | 79999.992 |  |  |  |  | 1994
741 | 22-208-01 | JP | Ito City | 414-0054 | 1297-91 Kamada | Ito Environmental Beautification Center | 22 Shizuoka Prefecture |  | Ito Center | 2 | 200 | 66666.66 |  |  |  |  | 1984
1156 | 22-209-01 | JP | Shimada City | 427-0034 | 7 Ita | Tashiro environment Plaza Shimada | 22 Shizuoka Prefecture | http://www.city.shimada.shizuoka.jp | Tashiro Shimada | 2 | 148 | 49333.3284 |  |  |  |  | 2006
603 | 22-210-01 | JP | Fuji City | 417-0801 | 232 Obuchi | Fuji City Environmental Clean Center | 22 Shizuoka Prefecture |  | Fuji City Clean Center | 2 | 300 | 99999.99 |  |  |  |  | 1986
750 | 22-211-01 | JP | Iwata City | 438-0061 | 301 Gyobujima, | Clean Center Iwata City | 22 Shizuoka Prefecture |  | Iwata City Clean Center | 2 | 180 | 59999.994 |  |  |  |  | 1982
751 | 22-211-xx | JP | Iwata City |  |  | Iwata Bannan II Plant | 22 Shizuoka Prefecture | http://www.hz-inova.com |  | 2 | 224 | 74666.6592 |  |  |  |  | 2010
620 | 22-216-01 | JP | Fukuroi City |  | Okazaki, | Fukuroi City and Mori Town RegionalAdministration Union, DMS Facility | 22 Shizuoka Prefecture |  | Fukuroi Plant | 2 | 132 | 43999.9956 |  |  |  |  | 2008
1185 | 22-220-01 | JP | Susono | 410-1114 | 215-2 Ohata | Beautification Center Susono | 22 Shizuoka Prefecture | http://www.city.susono.shizuoka.jp/saijiki/index.php | Susono Center | 2 | 93 | 30999.9969 |  |  |  |  | 1988 | [12 empty] | 0.24
862 | 22-221-01 | JP | Kosai | 431-0441 | 3294-47 Kibi | Environmental Center Kosai | 22 Shizuoka Prefecture | http://www.city.kosai.shizuoka.jp/ | Kosai Center | 2 | 120 | 39999.996 |  |  |  |  | 1998 | [12 empty] | 0.006
863 | 22-221-02 | JP | Kosai |  | Araicho Uchiyama, 931 | Waste incineration plant Kosai new house | 22 Shizuoka Prefecture |  | Kosai new house | 2 | 25 | 8333.3325 |  |  |  |  | 1992
754 | 22-222-01 | JP | Izu |  | Kashiwakubo, 68-1 | Cleaning center Izu | 22 Shizuoka Prefecture |  | Clean Center Izu | 1 | 25 | 8333.3325 |  |  |  |  | 1986
783 | 22-325-01 | JP | Kannami, Tagata District | 419-0101 | 1300-142 Kuwahara | Waste incineration plant Kannami town | 22 Shizuoka Prefecture |  | Kannami Plant | 2 | 105 | 34999.9965 |  |  |  |  | 1999 | [12 empty] | 0.04
956 | 22-342-01 | JP | Nagaizumi town, Sunto District | 411-0931 | 143-11 Higashino | Nagaizumi town refuse incineration | 22 Shizuoka Prefecture | http://japan.nagaizumi.org/ | Nagaizumi Incineration Plant | 2 | 150 | 49999.995 |  |  |  |  | 2000
904 | 22-820-01 | JP | Makinohara | 421-0535 | 1212 Kasana | Center for Environmental Protection | 22 Shizuoka Prefecture | http://www.kankyo-hozen-center.jp/ | Makino Center | 2 | 141 | 46999.9953 |  |  |  |  | 1992 | [12 empty] | 0.22
666 | 22-825-01 | JP | Higasiizu |  | Inatori, 3349-1 | East River Eco Clean Center | 22 Shizuoka Prefecture | http://www.town.kawazu.shizuoka.jp/syoukai/map/gomi.htm | Higasiizu Clean Center | 2 | 60 | 19999.998 |  |  |  |  | 2002
604 | 22-921-01 | JP | Fujieda City | 426-0041 | 2338-1 Takayanagi | Takayanagi incineration plant | 22 Shizuoka Prefecture | http://www.shida.or.jp/ | Takayanagi Incineration Plant | 3 | 255 | 84999.9915 |  |  |  |  | 1984
1322 | 22-921-02 | JP | Yaizu | 425-0054 | 1545-19 Isshiki | Shida regional solid waste disposal facilities | 22 Shizuoka Prefecture | http://www.shida.or.jp/ | Shida Center Yaizu | 1 | 120 | 39999.996 |  |  |  |  | 1974
905 | 22-937-01 | JP | Makinohara | 421-0421 | 6664-3 Hosoe | Extensive facility cleaning center union Makinohara Yoshida | 22 Shizuoka Prefecture | http://www.town.yoshida.shizuoka.jp/ | Yoshida Cleaning Center | 2 | 101 | 33666.6633 |  |  |  |  | 1999 | [12 empty] | 0.00098
768 | 22-954-01 | JP | Kakegawa | 436-0011 | 2319 Tamari | Gallery environmental resources Kakegawa city | 22 Shizuoka Prefecture | http://www.kankyoshigen-gallery.jp/ | Gallery Kakegawa City | 2 | 140 | 46666.662 |  |  |  |  | 2005
969 | 23-100-04 | JP | Nagoya-Aichi | 455-0855 | 101 2-chome Minato-ku, Fujimae | Nagoya Plant Nanyang | 23 Aichi Prefecture |  | Nogaya Minato Ward | 3 | 1500 | 499999.95 |  |  |  |  | 1997
970 | 23-100-05 | JP | Nagoya-Chikusa | 464-0002 | Kanarebashi 1-100 | Nagoya Inokoishi plant | 23 Aichi Prefecture |  | Nagoya Inokoishi | 2 | 600 | 199999.98 |  |  |  |  | 2002
973 | 23-100-06 | JP | Nagoya-Gojougawa |  | Okuno Nakakayazu | Nagoya Gojogawa plant | 23 Aichi Prefecture |  | Nagoya Gojogawa Plant | 2 | 560 | 193200 | 81 |  |  |  | 2004
968 | 23-100-xx | JP | Nagoya |  |  | Nippon Steel Corporation Nagoya Works, DMS Fac. | 23 Aichi Prefecture | http://rlodms.com/v1_1_6/#a01-list-index-page |  | 1 | 120 | 39999.996 |  |  |  |  | 2006
972 | 23-100-xy | JP | Nagoya-Narumi |  |  | Narumi Clean System Co., Ltd., DMS fac. | 23 Aichi Prefecture | http://rlodms.com/v1_1_6/#a01-list-index-page |  | 2 | 530 | 176666.649 |  |  |  |  | 2009
974 | 23-100-xz | JP | Nagoya-Yamada |  |  |  | 23 Aichi Prefecture |  |  | 3 | 450 | 155250 | 47 |  |  |  | 1986
1276 | 23-201-02-03 | JP | Toyohashi City | 441-3125 | Nishi-530 Hoeicho | Recycling Center Toyohashi | 23 Aichi Prefecture |  | Toyohashi Center | 3 | 550 | 183333.315 | 21 |  |  |  | 2002
1042 | 23-202-01 | JP | Okazaki-City | 444-0922 | Tatejima-2-1 Hatcho Minamimachi | Clean Center Hachi-jo | 23 Aichi Prefecture | http://www.city.okazaki.aichi.jp/menu3035.html | Okazaki Hachi-jo | 2 | 240 | 82800 | 26 |  |  |  | 1989
1043 | 23-202-02 | JP | Okazaki-City | 444-0002 | 5 Yoyasu Ata town Koryuji | Recycle Plaza | 23 Aichi Prefecture | http://www.city.okazaki.aichi.jp/menu3036.html | Okazaki Recycling Plaza | 0 | 0 | 0 |  |  |  |  | closed
1044 | 23-202-03 | JP | Okazaki City | 444-3171 | Nishinagareishi-2-1 Itadacho | Clean Center Central | 23 Aichi Prefecture | http://www.city.okazaki.aichi.jp/menu10199.html | Okazaki Clean Center Central | 2 | 380 | 126666.654 |  |  |  |  | 2011
707 | 23-203-01 | JP | Ichinomiya | 491-0201 | Rokuchoyama-52 Okucho | Environmental Center Ichinomiya | 23 Aichi Prefecture | http://www.city.ichinomiya.aichi.jp/ | Ichinomiya Center | 3 | 450 | 149999.985 |  |  |  |  | 1998
653 | 23-205-01 | JP | Handa City | 475-0803, | 50 Otsukawasuehirocho | Clean Center Handa | 23 Aichi Prefecture |  | Handa Clean Center | 2 | 150 | 49999.995 |  |  |  |  | 1991
800 | 23-206-02 | JP | Kasugai |  | County Road No. 178 | First Plant Kasugai | 23 Aichi Prefecture | http://www.city.kasugai.lg.jp/shisetsu/2615/kurinsenta3.html | First Plant Kasugai | 2 | 260 | 86666.658 |  |  |  |  | 1991
801 | 23-206-03 | JP | Kasugai |  | County Road No. 178 | Second plant Clean Center Kasugai | 23 Aichi Prefecture | http://www.city.kasugai.lg.jp/shisetsu/2615/kurinsenta3.html | Second Plant Kasugai | 2 | 280 | 93333.324 |  |  |  |  | 2002
1277 | 23-207-02 | JP | Toyokawa City |  | Hirao parent hill | Incineration plant Toyokawa A | 23 Aichi Prefecture | http://www.city.toyokawa.lg.jp/ | Toyokawa A | 2 | 134 | 44666.6622 |  |  |  |  | 1991
1278 | 23-207-03 | JP | Toyokawa City |  | Hirao parent hill | Incineration plant Toyokawa B | 23 Aichi Prefecture | http://www.city.toyokawa.lg.jp/ | Toyokawa B | 2 | 130 | 43333.329 |  |  |  |  | 2003
788 | 23-210-01 | JP | Kariya |  | Aizumacho, 2-26-2 | Cleaning center Kariya | 23 Aichi Prefecture |  | Kariya Clean Center 2 | 1 | 7.8 | 2599.9997 |  |  |  |  | 2004
1283 | 23-211-02 | JP | Toyota City | 470-0422 | Okuyama-516-4 Shimokawaguchicho | Fujioka Plant | 23 Aichi Prefecture |  | Toyota City Fuijioka | 1 | 90 | 29999.997 |  |  |  |  | 1994
1282 | 23-211-03 | JP | Toyota City | 470-1202 | Togaricho, Daimyojin39 | Toyota City plant | 23 Aichi Prefecture | http://www.city.toyota.aichi.jp | Toyota City WtE | 3 | 405 | 134999.9865 | 25 |  |  |  | 2007 |  | Annual report
554 | 23-212-01 | JP | Anjo City |  | Nesakicho, Chohai60 | Waste incineration facilities center Anjo | 23 Aichi Prefecture |  | Anjo Clean Center | 2 | 240 | 79999.992 |  |  |  |  | 1997
627 | 23-214-01 | JP | Gamagori, Nishi town |  | Kuchitado-1 | Clean Center Gamagori | 23 Aichi Prefecture | http://www.city.gamagori.lg.jp/site/seiso/seiso-shisetsu.html | Gamagori Clean Center | 2 | 130 | 43333.329 |  |  |  |  | 1997
725 | 23-215-01 | JP | Inuyama City | 484-0094 | Taguchibora-39-128 Tonoji | Inuyama City Beautification Center | 23 Aichi Prefecture |  | Inuyama Clean Center | 2 | 135 | 44999.9955 |  |  |  |  | 1983
724 | 23-220-01 | JP | Inazawa | 492-8391 | 74 Nakanokawabatacho | Environmental Center Inazawa | 23 Aichi Prefecture |  | Inazawa Center | 3 | 180 | 59999.994 |  |  |  |  | 2000
1166 | 23-221-01 | JP | Shinshiro, | 441-1322 | Toida-56 Hiyoshi | Clean Center Shinjo City Hall | 23 Aichi Prefecture |  | Shinjo Clean Center | 2 | 60 | 19999.998 |  |  |  |  | 2000
1230 | 23-222-01 | JP | Tokai City | 476-0003 | Okuyama-10-48 Araomachi | Cleaning center Tokai City | 23 Aichi Prefecture | http://www.city.tokai.aichi.jp/ | Clean Center Tokai City | 2 | 160 | 53333.328 |  |  |  |  | 1995 | [12 empty] | 0.4
587 | 23-224-02 | JP | Chita | 478-0046 | 11-4 Kitahamamachi | Cleaning center Chita | 23 Aichi Prefecture | http://www.city.chita.aichi.jp/ | Cleaning Center Aichi | 2 | 130 | 43333.329 |  |  |  |  | 2003
1193 | 23-231-01 | JP | Tahara | 441-3502 | Nishiyama-1-68 Akabanecho | Environmental Center Akabane Tahara | 23 Aichi Prefecture |  | Tahara Akabane Center | 1 | 5 | 1666.6665 |  |  |  |  | 1994
1192 | 23-231-02 | JP | Tahara, | 441-3401 | Nigo-2-91 Midorigahama | Tahara Hall Recycling Center | 23 Aichi Prefecture | http://www.gsj-tanseikan.co.jp/ | Tahara Center | 2 | 60 | 19999.998 |  |  |  |  | 2005
1020 | 23-837-01 | JP | Obu City | 470-2101 | 41 Yoshinaka, Morioka Oaza Higashiura | Chita Eastern Clean Center | 23 Aichi Prefecture |  | Chita Eastern Center | 3 | 240 | 79999.992 |  |  |  |  | 1988
663 | 23-838-01 | JP | Hekinan City | 447-0067 | １-１−１Hiromimachi | Kinuura Clean Center | 23 Aichi Prefecture | http://www.city.hekinan.aichi.jp/ | Kinuura Clean Center | 2 | 190 | 63333.327 |  |  |  |  | 1995
1234 | 23-841-01 | JP | Tokoname-Taketoyo, Chita District | 470-2301 | 27 Itchoda | Clean Center Taketoyo union health Tokoname | 23 Aichi Prefecture | http://www.tokotake.jp/ | Tokoname Taketoyo | 2 | 150 | 51750 |  | 15 |  |  | 1990 | [12 empty] | 0.01
1081 | 23-848-01 | JP | Owariasahi | 488-0031 | 33-1 Haruokachohigashi | Eastern Haruoka union health center | 23 Aichi Prefecture | http://www.haruoka-center.com/ | Haruoka Center | 2 | 300 | 99999.99 |  |  |  |  | 1992
1338 | 23-849-01 | JP | Yatomi City | 498-0068 | Happo-399-3 Nabetacho | Clean Center Yaho | 23 Aichi Prefecture | http://www.atkankyo.or.jp/ | Clean Center Yaho | 3 | 330 | 109999.989 |  |  |  |  | 2002
858 | 23-851-01 | JP | Komaki-Iwakura | 485-0806 | 2881-9 Noguchi | Komaki Iwakura Center | 23 Aichi Prefecture |  | Komaki Iwakura | 2 | 300 | 103500 |  |  |  |  | 1984
857 | 23-851-xx | JP | Komaki City |  |  | Komaki Health Union, DMS facility | 23 Aichi Prefecture | http://rlodms.com/v1_1_6/#a01-list-index-page |  | 2 | 197 | 65666.6601 |  | 4 |  |  | under construction
927 | 23-853-01 | JP | Minamichita, Chita District | 470-3321 | Kashinoki-77-1 Utsumi | Chita Clean Center Southern town hall Minamichita | 23 Aichi Prefecture |  | Chita clean south Minamichita | 2 | 113 | 37666.6629 |  |  |  |  | 1998
787 | 23-858-01 | JP | Kariya-Chiryu | 448-0804 | Higashida-46 Hajodocho | Kariya-Chiryu Clean Center | 23 Aichi Prefecture | http://www.city.kariya.lg.jp | Kariya Clean Center Chiryu | 3 | 291 | 96999.9903 |  | 25 |  |  | 2009
1029 | 23-859-01 | JP | Oguchi, Niwa District | 480-0121 | 1-131 Kogita | Center for Environmental Management Environmental Beautification Association Niwa Gangnam | 23 Aichi Prefecture | http://www.konanniwa-seisou.jp/ | Niwa Gangnam | 2 | 150 | 49999.995 |  |  |  |  | 1982 | [12 empty] | 0.033
1226 | 23-869-01 | JP | Toei, Kitashitara District, |  | Kobayashinakada-140 Furikusa, | Clean Center Nakata | 23 Aichi Prefecture |  | Clean Center Nakata | 2 | 20 | 6666.666 |  |  |  |  | 1992
971 | 23-874-01-02 | JP | Nagoya-Kitanagoya |  | Futago, Shitanji1014-1 | Environmental Beautification Center Nagoya north | 23 Aichi Prefecture |  | Nagoya North | 2 | 180 | 59999.994 |  |  |  |  | 1982
1228 | 23-887-01 | JP | Togo Town, Aichi District | 470-0151 | Dodo-51-23 Morowa | Togo union Sanitation Center | 23 Aichi Prefecture | http://c101m88q.securesites.net/ | Togo Center | 2 | 200 | 66666.66 |  |  |  |  | 1997
1009 | 23-921-03 | JP | Nishio | 444-0531 | Oiwayama-65 Kiracho Okayama | Nishio City Clean Center | 23 Aichi Prefecture |  | Nishio Clean Center | 3 | 195 | 64999.9935 |  |  |  |  | 2000
1223 | 24-000-xx | JP | Toba |  |  | Tobashisei Union, DMS Facility | 24 Mie Prefecture | http://rlodms.com/v1_1_6/#a01-list-index-page |  | 2 | 95 | 31666.6635 |  |  |  |  | under construction
1284 | 24-201-01 | JP | Tsu City |  | Katadatanakacho 1304 | Seibu Clean Center Tsu | 24 Mie Prefecture |  | Seibu Clean Center Tsu | 2 | 240 | 79999.992 |  |  |  |  | 1979
1285 | 24-201-03 | JP | Tsu City | 514-1254 | Moricho, 2438-1 | Refuse disposal facility Tsu City | 24 Mie Prefecture |  | Tsu City South | 2 | 200 | 66666.66 |  |  |  |  | 1998
1341 | 24-202-01 | JP | Yokkaichi City | 510-8037 | 1587 Tarusakacho | Waste incineration plants and factories in northern Yokkaichi City | 24 Mie Prefecture |  | Yokkaichi City North Center | 3 | 450 | 149999.985 |  |  |  |  | 1987
915 | 24-204-02 | JP | Matsusaka City | 515-1104 | Katsurasecho, 744-1 | Matsusaka clean center | 24 Mie Prefecture |  | Matsusaka clean center | 2 | 200 | 66666.66 |  |  |  |  | 1984
1189 | 24-207-02 | JP | Suzuka City |  | Misonocho, 3688 | Cleaning center Suzuka | 24 Mie Prefecture |  | Cleaning Center Suzuka | 3 | 270 | 89999.991 |  |  |  |  | 2002
1082 | 24-209-01 | JP | Owase |  | Minamiura, 3287 | Incineration plant Owase | 24 Mie Prefecture | http://www.city.owase.lg.jp/contents_detail.php?co=kak&frmId=829 | Incineration Plant Owase | 2 | 45 | 14999.9985 |  | 12 |  |  | 1990 | [12 empty] | 0.5
775 | 24-210-02 | JP | Kameyama City | 519-0166 | 442 Fukecho | Environmental Engineering Center Kameyama City | 24 Mie Prefecture | http://www.kameyama-eco.jp/ | Kameyama Eco | 2 | 80 | 26666.664 |  |  |  |  | 2000 | [12 empty] | 0.004
731 | 24-933-01 | JP | Ise City | 515-0505 | 653 Nishitoyohamacho | Ise City Plant | 24 Mie Prefecture |  | Ise City incineration Plant | 2 | 240 | 79999.992 |  |  |  |  | 1996 | [12 empty] | 0.26
1078 | 25-201-01 | JP | Otsu City | 520-0823 | 785-1 Zezekamibeppocho | Environmental Center Otsu | 25 Shiga Prefecture | http://www.city.otsu.shiga.jp | Center Otsu | 2 | 180 | 59999.994 |  |  |  |  | 1988
1079 | 25-201-02 | JP | Otsu City | 520-0351 | 272 Ikadachikitazaijicho | Northern Otsu City Clean Center | 25 Shiga Prefecture | http://www.city.otsu.shiga.jp | Northern Center Otsu | 2 | 168 | 55999.9944 |  |  |  |  | 1989
1050 | 25-204-01 | JP | Omihachiman |  | Kitatsudacho | Clean Center 2 of Municipal Omihachiman | 25 Shiga Prefecture |  | Omihachiman | 2 | 100 | 33333.33 |  |  |  |  | 1982
888 | 25-206-01 | JP | Kusatsu City | 525-0043 | 1200 Banbacho | Clean Center Kusatsu City | 25 Shiga Prefecture | http://www.city.kusatsu.shiga.jp/ | Kusatsu Clean Center | 3 | 225 | 74999.9925 |  |  |  |  | 1995
1336 | 25-210-01 | JP | Yasu | 520-2313 | 3333-2 Oshinohara | Clean Center Yasu | 25 Shiga Prefecture |  | Yasu Clean Center | 2 | 90 | 29999.997 |  |  |  |  | 1982
955 | 25-831-01 | JP | Nagahama, | 526-0021 | 200 Yawatanakayamacho | Center Crystal Plaza, Hubei regional administrative affairs | 25 Shiga Prefecture | http://www.kohoku-kouiki.jp/ | Crystal Plaza | 2 | 168 | 55999.9944 |  |  |  |  | 1998
677 | 25-841-01 | JP | Hino Town, Gamou District | 529-1663 | 1-1 Kitawaki | Hino cleaning center | 25 Shiga Prefecture | http://www.tyubuseisou.jp/ | Hino Town Cleaning Center | 3 | 180 | 59999.994 |  |  |  |  | 2007
855 | 25-847-01 | JP | Koka, Minakuchi |  | Minakuchi, 6677 | Waste treatment facility Koka | 25 Shiga Prefecture |  | Koka Center | 3 | 150 | 49999.995 |  |  |  |  | 1995
1089 | 26-000-xx | JP | Ryuusen-En | 584-0053 | 2345 Kannabi,Tondabayashi-shi | Ryuusen-en Association | 26 Kyoto Prefecture |  | Ryuusen-En Plant | 3 | 316 | 109020 | 42 |  |  |  | 2001
894 | 26-100-04 | JP | Kyoto-Fushimi | 601-1436 | Ishidanishinotsubo 2-18 | Eastern Clean Center in Kyoto | 26 Kyoto Prefecture | http://www.city.kyoto.lg.jp | Kyoto East Centre | 2 | 400 | 133333.32 |  | 8 |  |  | 1980 | FF, SCR
893 | 26-100-05 | JP | Kyoto-Fushimi | 612-8253 | Yokooji Hattanda 29 | South Clean Center in Kyoto Plant 1 | 26 Kyoto Prefecture | http://www.city.kyoto.lg.jp/kankyo/soshiki/5-4-2-0-0_5.html | Kyoto South Centre | 2 | 600 | 199999.98 |  | 8.8 |  |  | 1986 | SD, FF, Wet, SCR
895 | 26-100-06 | JP | Kyoto-Sakyo | 601-1123 | 1339 Shizuichiichiharacho | Tokuhobu Clean Center, Kyoto Northeastern Centre | 26 Kyoto Prefecture | http://www.city.kyoto.lg.jp | Kyoto Northeastern Centre | 2 | 700 | 233333.31 |  | 15 |  |  | 2001 | SD, FF, Wet, SCR
897 | 26-100-07 | JP | Kyoto-Yamashina | 607-8461 | 19-3 Kamikazanasahiyamacho | Kyoto Yamashina | 26 Kyoto Prefecture |  | Kyoto Yamashina | 2 | 25 | 8333.3325 |  |  |  |  | 2010
896 | 26-100-08 | JP | Kyoto-Ukyo | 616-8261 | 27 Umegahata Takahanacho | Northern Clean Center in Kyoto | 26 Kyoto Prefecture | http://www.city.kyoto.lg.jp | Kyoto North Centre | 2 | 400 | 133333.32 |  | 8.5 |  |  | 2007 | SD, FF, Wet, SCR
613 | 26-201-03 | JP | Fukuchiyama |  | 285 Maki | Environment Park | 26 Kyoto Prefecture | http://www.city.fukuchiyama.kyoto.jp/life/facilities/entries/000574.html | No Info of location | 2 | 150 | 49999.995 |  |  |  |  | 2000
903 | 26-202-01-02 | JP | Maizuru |  | Mori, 1515 | Cleaning Maizuru I, II | 26 Kyoto Prefecture, | http://www.city.maizuru.kyoto.jp/modules/shiminp/index.php?content_id=229 | Cleaning Maizuru I, II | 2 | 110 | 36666.663 |  |  |  |  | 1993
571 | 26-203-02 | JP | Ayabe City | 623-0032 | Shichiyama-110-10 Nodacho | Waste incineration plant Ayabe | 26 Kyoto Prefecture |  | Waste incinerator Ayabe | 1 | 25 | 8333.3325 |  |  |  |  | 2002 | [12 empty] | 0.045
942 | 26-205-01 | JP | Miyazu | 626-0061 | 597 Miyazu | Incineration plant Miyazu City | 26 Kyoto Prefecture | http://www.city.miyazu.kyoto.jp/~kankyou/kankyou/m/sisetu/index.htm | Incineration Plant Miyazu | 2 | 75 | 24999.9975 |  |  |  |  | 1992 | [12 empty] | 0.02
774 | 26-206-01 | JP | Kameoka | 621-0101 | Sakurazuka-6-6 Higashibetsuincho | Clean Center Sakurazuka | 26 Kyoto Prefecture |  | Kameoka Sakurazuka Cl C. | 3 | 180 | 59999.994 |  |  |  |  | 1996
891 | 26-211-01 | JP | Kyotanabe | 610-0331 | 58 Tanabebokedani | Environmental Sanitation Center Kan'nabi Kyotanabe | 26 Kyoto Prefecture |  | Kan'nabi Kyotanabe | 2 | 80 | 26666.664 |  |  |  |  | 1986 | [12 empty] | 0.1
892 | 26-212-01 | JP | Kyotango | 627-0003, | 908 Mineyamacho Naiki | Clean Center Mineyama Kyotango | 26 Kyoto Prefecture |  | Clean C. Mineyama Kyotango | 4 | 100 | 33333.33 |  |  |  |  | 2002 | [12 empty] | 0.01
1299 | 26-820-02 | JP | Uji City | 611-0021 | Orii-18 | Incineration plant association Orii Seongnam | 26 Kyoto Prefecture | http://www.jyonaneikan.jp/ | Uji City Plant | 2 | 230 | 76666.659 |  |  |  |  | 1986
759 | 26-820-03 | JP | Jojo City | 610-0111 | Haseyama-1-270 Tono | Haseyama clean center | 26 Kyoto Prefecture |  | Haseyama Clean Center | 2 | 240 | 79999.992 |  |  |  |  | 2006
1140 | 26-821-01 | JP | Seika | 619-0244 | 84 Uchikoshi Koaza Kitainayazuma Oaza Soraku | Dirt processing western union county Sagara, Environmental Center Uchikoshi | 26 Kyoto Prefecture, |  | Uchikoshi Plant | 2 | 60 | 19999.998 |  |  |  |  | 1980
1077 | 26-828-02-03 | JP | Otokuni District |  | 32 Minamihirakata, Shimoueno | Otokuni District | 26 Kyoto Prefecture |  | Otokuni District WtE | 4 | 305 | 105225 |  | 13 |  |  | 2002
1180 | 26-843-01 | JP | Soraku District | 619-1226 | Amatsutsumi-18-1 Shimojima | Clean Center Eastern Sagara | 26 Kyoto Prefecture |  | Clean Center Eastern Sagara | 2 | 20 | 6666.666 |  |  |  |  | 1998
1061 | 27-100-01 | JP | Osaka-Joto |  | 1-6-11 Morinomiya Seongdong | Morinomiya Incineration Plant | 27 Osaka prefecture | http://www.city.osaka.lg.jp | Osaka Morinomiya | 3 | 900 | 300000 |  |  |  |  | 1968
1070 | 27-100-01 | JP | Osaka-Yao | 581-0851 | 7-1 Kamiocho, Yao-shi | Yao Incineration Plant | 27 Osaka prefecture | http://www.city.osaka.lg.jp | Osaka Yoa-Shi | 2 | 600 | 207000 |  | 14.5 |  |  | 1996
1067 | 27-100-02 | JP | Osaka-Hirano | 547-0023 | 1-2-30 Uriwariminami, | Plain Plant (Hirano factory) | 27 Osaka prefecture | http://www.city.osaka.lg.jp/kankyo/page/0000010077.html | Osaka Hirano | 2 | 900 | 300000 |  | 27.4 |  |  | 2002
1069 | 27-100-03 | JP | Osaka- Higashiyodogawa |  | 3-16-6, Minamieguchi, | Higashiyodo Incineration Plant II (Dian Plant East) | 27 Osaka prefecture | http://www.city.osaka.lg.jp | Osaka Hyga | 2 | 400 | 133333 |  | 10 |  |  | 2009
1062 | 27-100-06 | JP | Osaka-Taisho | 551-0021 | 1-11-24 Minami Okajima, Taisho-ku | Taisho Incineration Plant | 27 Osaka prefecture | http://www.city.osaka.lg.jp | Osaka Taisho | 2 | 600 | 200000 |  | 3 |  |  | 1980
1063 | 27-100-07 | JP | Osaka-Suminoe | 559-0011 | 4-1-26 Kitakagaya | Suminoe Incineration Plant | 27 Osaka prefecture | http://www.city.osaka.lg.jp | Osaka Suminoe | 2 | 600 | 200000 |  | 11 |  |  | 1988
1064 | 27-100-08 | JP | Osaka-Tsurumi |  | 2-11-5 Yakeno, | Tsurumi Incineration Plant | 27 Osaka prefecture | http://www.city.osaka.lg.jp | Osaka Tsurumi | 2 | 600 | 200000 |  | 12 |  |  | 1989
1065 | 27-100-09 | JP | Osaka-Nishiyodogawa | 555-0032 | 2-5-68 Owada, | Nishiyodo Incineration (Dian West Plant) | 27 Osaka prefecture | http://www.city.osaka.lg.jp | Osaka Nishi | 2 | 600 | 200000 |  | 14.5 |  |  | 1994
1066 | 27-100-12 | JP | Osaka-Konahana | 544-0041 | 1-2-48 Hokukoshiratsu | Maishima Incineration Plant | 27 Osaka prefecture | http://www.city.osaka.lg.jp | Osaka Maishima | 2 | 900 | 300000 |  | 32 |  |  | 2001
1111 | 27-201-01 | JP | Sakai City | 590-0134 | 5-1-1 Miikedai | South Plant Clean Center | 27 Osaka prefecture | http://www.city.sakai.lg.jp/city/info/_kanji/kanrensisetu.html | Sakai South Center | 3 | 450 | 149999.985 |  |  |  |  | 1973 | [12 empty] | 0.38
1112 | 27-201-02 | JP | Sakai City | 599-8102 | 1-102 Ishiharacho | Clean Center East Plant | 27 Osaka prefecture | http://www.city.sakai.lg.jp/city/info/_kanji/kanrensisetu.html | Sakai East Center | 2 | 300 | 99999.99 |  |  |  |  | 1976
1113 | 27-201-03 | JP | Sakai City | 599-8102 | 1-102 Ishiharacho | Sakai Clean System Co., Ltd., DMS Facility | 27 Osaka prefecture | http://www.city.sakai.lg.jp/city/info/_kanji/kanrensisetu.html | Sakai East Center | 2 | 450 | 149999.985 |  |  |  |  | 1997
714 | 27-204-01 | JP | Ikeda | 563-0045 | 2-3-2 Momozono | Clean Center Ikeda | 27 Osaka prefecture |  | Ikeda Clean Center | 3 | 180 | 59999.994 |  |  |  |  | 1983
1183 | 27-205-02 | JP | Suita | 565-0826 | 4-1 Senribanpakukoen | Resource Recycling Energy Center, Suita | 27 Osaka prefecture |  | RREC Suita | 2 | 480 | 159999.984 |  |  |  |  | 2010
1206 | 27-207-01 | JP | Takatsuki, | 569-0021 | 3-8-1 Maeshima | Takatsuki I | 27 Osaka prefecture |  | Takatsuki I, II | 2 | 300 | 99999.99 |  |  |  |  | 1980
1207 | 27-207-02 | JP | Takatsuki, | 569-0021 | 3-8-1 Maeshima | Takatsuki II | 27 Osaka prefecture |  | Takatsuki I, II | 2 | 360 | 119999.988 |  |  |  |  | 1995
944 | 27-209-02 | JP | Moriguchi | 570-0042 | 4-9-12 Terakata Nishikidori | Clean Center Moriguchi Furnace 4 | 27 Osaka prefecture | http://www.city.moriguchi.osaka.jp/contents/clean-center/top.htm | Moriguchi no 4 | 1 | 142 | 47333.3286 |  |  |  |  | 1988
678 | 27-210-02 | JP | Hirakata | 573-1162 | 5-1-1 Taguchi | Plant No. 3 river Hotani | 27 Osaka prefecture | http://www.city.hirakata.osaka.jp/soshiki/d1siset/h23-dainipuranto.html | Hirakata no 3 Hotani | 1 | 200 | 66666.66 |  |  |  |  | 1988 | [12 empty] | 0.84
679 | 27-210-03 | JP | Hirakata |  | Sonenji, 2949 | Hirakata East | 27 Osaka prefecture |  | Hirakata East | 2 | 240 | 79999.992 |  |  |  |  | 2008
703 | 27-211-02 | JP | Ibaraki City | 567-0838 | 14-1 Higashinonomiyacho | Environmental Sanitation Center Ibaraki City | 27 Osaka prefecture | http://www.city.ibaraki.osaka.jp/ | Ibaraki Clean Center | 3 | 450 | 149999.985 |  |  |  |  | 1996
991 | 27-215-04 | JP | Neyagawa |  | Neyaminami, 1-2-1 | Clean Center Neyagawa | 27 Osaka prefecture | http://www.city.neyagawa.osaka.jp/index/soshiki/clean-s/ijikanrijouhou/ijikanri23.html | Clean Center Neyagawa | 2 | 360 | 119999.988 |  |  |  |  | 1980
929 | 27-220-01 | JP | Minoo City |  | Aomatani, 2898-1 | Environmental Clean Center Minoo | 27 Osaka prefecture | http://www.city.minoh.lg.jp/shisetsu/sisetu/kankyouclean.html | Clean Center Minoo | 2 | 270 | 89999.991 |  |  |  |  | 1992
761 | 27-223-01 | JP | Kadoma | 571-0042 | 19-5 Fukadacho | Kadoma Clean Center | 27 Osaka prefecture |  | Kadoma Clean Center | 2 | 288 | 95999.9904 |  |  |  |  | 1996
1147 | 27-224-01 | JP | Settsu city | 566-0035 | 1-3-1 Tsuruno | City Environmental Center Settsu | 27 Osaka prefecture | http://www.city.settsu.osaka.jp/0000000440.html | Settsu City Center | 2 | 180 | 59999.994 |  |  |  |  | 1993 |  | yearly report dioxin | [10 empty] | 0.024
1157 | 27-301-01 | JP | Shimamoto, Mishima District | 618-0003 | 490 Shakudai | Incineration plant Shimamoto-cho | 27 Osaka prefecture |  | Incineration Plant Shimamoto | 2 | 46 | 15333.3318 |  |  |  |  | 1991
1191 | 27-341-01 | JP | Tadaoka, Senboku District | 595-0814 | 2-5-46 Niihama | Clean Center town hall Tadaoka | 27 Osaka prefecture |  | Tadeoka Clean Center | 1 | 30 | 9999.999 |  |  |  |  | 1986 | [12 empty] | 0.022
877 | 27-361-01 | JP | Kumatori | 590-0441 | 2983-1 Kubo | Environmental Center Kumatori | 27 Osaka prefecture |  | Kumatori Center | 2 | 123 | 40999.9959 |  |  |  |  | 1992
930 | 27-366-01 | JP | Misaki Town, Sennan District | 599-0311 | 1004 Tanagawatanigawa | Human waste disposal center Misaki town | 27 Osaka prefecture |  | Misaki Clean Center | 1 | 50 | 16666.665 |  |  |  |  | 1986 | [12 empty] | 0.054
1279 | 27-827-01 | JP | Toyonaka | 664-0843 | Iwaya 2-chome, 4-12 | Toyonaka-Itami, | 27 Osaka prefecture |  | Toyonaka-Itami I | 3 | 675 | 224999.9775 |  |  |  |  | 1975
1280 | 27-827-02 | JP | Toyonaka | 664-0843 | Iwaya 2-chome, 4-12 | Toyonaka-Itami ll | 27 Osaka prefecture |  | Toyonaka-Itami II | 1 | 195 | 64999.9935 |  |  |  |  | 1994
755 | 27-828-04 | JP | Izumi City | 594-0001 | 87 Maicho | Clean Center Senboku | 27 Osaka prefecture | http://www.senbokukankyo-ichikumi.org/ | Clean Center Senboku | 2 | 300 | 99999.99 |  |  |  |  | 2003
797 | 27-831-01 | JP | Kashiwara | 582-0027 | ６６６ Enmyocho | Clean Center Kashiwa Hato | 27 Osaka prefecture | http://www.kashihafuji.jp/ | Clean Center Kashiwa Hato | 3 | 450 | 149999.985 |  |  |  |  | 1992
1198 | 27-833-01 | JP | Tajiri City, Sennan district | 598-0091 | 290 Kashoji | Tajiri-cho union cleaning facility Izumisano | 27 Osaka prefecture | http://www.rinku.zaq.ne.jp/sanotajiri/ | Tajiri Center | 3 | 240 | 79999.992 |  |  |  |  | 1986
1068 | 27-834-01-02 | JP | Osaka- Higashiosaka | 578-0921 | 4-6-25 Mizuhai | Cleaning facility Higashi Higashi City | 27 Osaka prefecture | http://www.higashiosaka-toshiseisou.or.jp/ | Osaka Higashi | 5 | 1200 | 399999.96 |  |  |  |  | 1975 | higashiosaka daiokishin_kako5
1151 | 27-835-01 | JP | Shijonawate | 575-0063 | 1051 Kiyotaki | Katano Shijonawate union cleaning facility | 27 Osaka prefecture | http://www.shikouseisou-osaka.jp/ | Shikouseisou | 2 | 180 | 59999.994 |  |  |  |  | 1973
833 | 27-836-05 | JP | Kishiwada | 596-0016 | 1-2 Kishinouracho | KISHIWADA KAIZUKA CLEAN CENTER | 27 Osaka prefecture | http://www.kishikai-cleancenter.or.jp/ | Kishiwada Clean Center | 3 | 531 | 176999.9823 |  | 12 |  |  | 2006
811 | 27-837-01 | JP | Kawachinagano-Tondabayashi | 584-0054 | Kannabi, 2345 | First Incineration Plant | 27 Osaka prefecture | http://www.minamikawachi-kankyo.or.jp/sisetsu/dai1_sisetsu.html | First Plant | 2 | 300 | 99999.99 |  |  |  |  | 1985
812 | 27-837-02 | JP | Kawachinagano | 586-0085 | 1564-3 Hino | Second Incineration Plant | 27 Osaka prefecture | http://www.minamikawachi-kankyo.or.jp/ | Second Plant | 2 | 190 | 63333.327 |  |  |  |  | 2000
654 | 27-838-01 | JP | Hannan City |  | 532 Ozakicho | Incineration plant Sennan | 27 Osaka prefecture | http://www.sennanseisou.jp/seisou/index.html | Sennan Incinerator | 2 | 190 | 63333.327 |  |  |  |  | 1986
728 | 28-000-xx | JP | Iryu union |  |  | Iryu union, DMS facility | 28 Hyogo Prefecture |  |  | 2 | 120 | 39999.996 |  |  |  |  | 1997
705 | 28-000-xy | JP | Ichijima, Tanba City | 669-4316 | 1052 Ichijimacho Iwato | Satsuki Clean Center garden Ichishima Tamba city | 28 Hyogo Prefecture, | http://www.city.tamba.hyogo.jp/ | Ichijima | 2 | 12 | 3999.9996 |  |  |  |  | 1990
849 | 28-100-03 | JP | Kobe-Chuo | 650-0046 | Minatojima Nakamachi 8-3 | Clean Center Harbour Island | 28 Hyogo Prefecture | http://www.city.kobe.lg.jp/ | Clean Center Harbor Island | 3 | 450 | 149999.985 |  |  |  |  | 1984
848 | 28-100-04 | JP | Kobe-Nagata | 653-0033 | Karumojima-cho 312-19, Nagatu-ku | Karumojima Clean Center | 28 Hyogo Prefecture | http://www.city.kobe.lg.jp/ | Karumojima Clean Center | 3 | 600 | 199999.98 | 54 |  |  |  | 1990
845 | 28-100-05 | JP | Kobe-Nishi | 651-2106 | Ikawadanicho Ibuki, 74 | Clean Center West | 28 Hyogo Prefecture | http://www.city.kobe.lg.jp/ | Kobe Nishi Clean C W | 3 | 600 | 207000 |  | 24 |  |  | 1994
846 | 28-100-06 | JP | Kobe-Higashinada | 658-0024 | Uozakihamamachi 1-7 | East Clean Center | 28 Hyogo Prefecture | http://www.city.kobe.lg.jp/ | Kobe Higashinada East Center | 3 | 900 | 299999.97 | 73 |  |  |  | 2000
847 | 28-100-xx | JP | Kobe-Suma | 654-0154 | 3-1-1 Nakaochiai | Ochiai Clean Center | 28 Hyogo Prefecture | http://www.city.kobe.lg.jp/ | Kobe Ochiai Clean Center | 3 | 600 | 199999.98 |  |  |  |  | NO INFO
672 | 28-201-01 | JP | Himeji City, | 672-8079 | 1351-27 Shikamaku Imazaike | Himeji South Center | 28 Hyogo Prefecture |  | Himeji South Center | 2 | 300 | 99999.99 |  |  |  |  | 1984
673 | 28-201-02 | JP | Himeji-Ichikawa |  | Togocho | Himeji City Center Ichikawa | 28 Hyogo Prefecture |  | Himeji Ichikawa | 2 | 330 | 113850 | 40 |  |  |  | 1992
674 | 28-201-03 | JP | Himeji-Ieshima | 672-0102 | 2144-18 Ieshimachomiya | Himeji City Center Ieshima | 28 Hyogo Prefecture |  | Himeji Ieshima | 2 | 54 | 17999.9982 |  |  |  |  | 1992
670 | 28-201-04 | JP | Himeji-Aboshi |  | Aboshihama 4 | Aboshi Waste to Energy Facility | 28 Hyogo Prefecture |  | Himeji Aboshi | 3 | 402 | 133999.9866 |  |  |  |  | 2010
547 | 28-202-03 | JP | Amagasaki City |  | Otakasucho | Amagasaki I | 28 Hyogo Prefecture | http://www.city.amagasaki.hyogo.jp/map/institution/01_032.html | Amagasaki I | 2 | 345 | 114999.9885 |  |  |  |  | 2000
548 | 28-202-04 | JP | Amagasaki City |  | Higashikaigancho, 16 | Amagasaki II | 28 Hyogo Prefecture |  | Amagasaki II | 2 | 480 | 159999.984 |  |  |  |  | 2004
539 | 28-203-01 | JP | Akashi | 674-0053 | 1131 Okubocho Matsukage | Akashi Clean Center | 28 Hyogo Prefecture | http://www.city.akashi.lg.jp/kankyou/index.html | Akashi Clean Center | 3 | 482 | 166290 | 63 |  |  |  | 1999
1007 | 28-204-01 | JP | Nishinomiya | 662-0923 | 3-1 Hamamatsubaracho | West Plant | 28 Hyogo Prefecture |  | West Plant | 2 | 240 | 79999.992 |  |  |  |  | 1983
1008 | 28-204-02 | JP | Nishinomiya | 662-0934 | Nishinomiyahama eight 3 | Western General Facilities | 28 Hyogo Prefecture |  | Nishinomiya West | 3 | 525 | 181125 | 76 |  |  |  | 1997
565 | 28-206-01 | JP | Ashiya City | 659-0032 | 31-1 Hamakazecho | Processing center environment Ashiya | 28 Hyogo Prefecture |  | Ashiya Center | 2 | 230 | 76666.659 |  |  |  |  | 1996
1281 | 28-209-01 | JP | Toyooka |  | Iwai, 150 | Toyooka cleaning center | 28 Hyogo Prefecture | http://www.city.toyooka.lg.jp/www/contents/1116487125906/index.html | Toyooka Cleaning Center | 2 | 140 | 46666.662 |  |  |  |  | 1987
769 | 28-210-02 | JP | Kakogawa | 675-1224 | 4-1 Heisocho Kamihara | New Clean center Kakogawa | 28 Hyogo Prefecture |  | New Center Kakogawa | 3 | 432 | 143999.9856 |  |  |  |  | 2003
1203 | 28-214-01 | JP | Takarazuka | 665-0827 | 1-2-15 Kohama | Clean Center Takarazuka | 28 Hyogo Prefecture | http://www.city.takarazuka.hyogo.jp | Takarazuka Clean Center | 2 | 320 | 110400 |  | 35 |  |  | 1988
922 | 28-215-02 | JP | Miki City | 673-0402 | 1199 Kasa | Miki City Hall cleaning center | 28 Hyogo Prefecture |  | Miki City Clean Center | 3 | 117 | 38999.9961 |  |  |  |  | 1998
1204 | 28-216-01 | JP | Takasago City | 676-0074 | 6-1-1 Umei | Garbage Disposal Facilities Division work Takasago City | 28 Hyogo Prefecture |  | Takasago Center | 2 | 194 | 64666.6602 |  |  |  |  | 2003
1121 | 28-219-01 | JP | Sanda | 669-1507 | 1676 Kashita | Clean Center Sanda | 28 Hyogo Prefecture, |  | Sanda Clean Center | 2 | 210 | 69999.993 |  |  |  |  | 1992
789 | 28-220-01 | JP | Kasai City | 675-2343 | 520-4 Nakayamacho | Kasai Clean Center | 28 Hyogo Prefecture | http://www.city.kasai.hyogo.jp/01kura/04koky/01koky15.htm | Kasai Clean Center | 2 | 93 | 30999.9969 |  | 12 |  |  | 1995
1131 | 28-221-01 | JP | Sasayama |  | Oyamashimo, 68-2 | Cleaning center Sasayama | 28 Hyogo Prefecture, |  | Sasayama Clean Center | 2 | 80 | 26666.664 |  |  |  |  | 2002 | [12 empty] | 0.04
569 | 28-226-01 | JP | Awaji | 656-1726 | 1559-29 Nojimatokiwa | Clean Center Yuhigaoka | 28 Hyogo Prefecture |  | Clean Center Yuhigaoka | 2 | 80 | 26666.664 |  |  |  |  | 1999 | [12 empty] | 0.0003
1221 | 28-817-01 | JP | Tatsuno | 679-4012 | 513-1 Issaicho Maeji | Clean Center Tatsuno | 28 Hyogo Prefecture | http://www.iryu-eisei.jp/ | Clean Center Tatsuno | 2 | 120 | 39999.996 |  |  |  |  | 1997
1010 | 28-829-01 | JP | Nishiwaki | 677-0012 | 262-1 Tomiyoshi Minamimachi | Union office cleaning northern Harima, Facility | 28 Hyogo Prefecture | http://www.kitaharima-midorien.jp/ | Harima Facility | 2 | 88 | 29333.3304 |  |  |  |  | 1996 | SD, FF | [11 empty] | 0.8
925 | 28-890-01 | JP | Minamiawaji, Sumoto, | 656-0122 | 1174 Hirotahirota | Clean Center Sumoto | 28 Hyogo Prefecture, Awaji Island |  | Clean Center Sumoto | 2 | 98 | 32666.6634 |  |  |  |  | 1995
1058 | 28-932-01 | JP | Ono City | 675-1316 | Tenjin-cho 538-1 | Clean Center Ono | 28 Hyogo Prefecture | http://www.city.ono.hyogo.jp/p/1/8/10/23/9/1/ | Clean Center Ono Hyogo | 3 | 110 | 36666.663 |  |  |  |  | 1998
671 | 28-951-01 | JP | Himeji City | 671-2121 | 803 Yumesakicho Miyaoki | Clean Center Kuresaka | 28 Hyogo Prefecture |  | Himeji Kuresaka | 2 | 80 | 26666.664 |  |  |  |  | 1996 | [12 empty] | 0.15
818 | 28-967-01 | JP | Kawanishi | 666-0103 | Koji-13 Kunisaki | Clean Center Kunisaki | 28 Hyogo Prefecture | http://www.kunisakicc.jp/ | Clean Center Kunisaki | 2 | 235 | 78333.3255 |  |  |  |  | 2009
982 | 29-201-10 | JP | Nara City | 631-0801 | 5-2 Sakyo | Kiyomi factory environment, Nara I, II | 29 Nara Prefecture |  | Nara I II | 4 | 480 | 159999.984 |  |  |  |  | 1985
1331 | 29-202-14 | JP | Yamatotakada | 635-0031 | 23 Imazatokawaiho | Yamatotakada City Clean Center | 29 Nara Prefecture | http://www.city.yamatotakada.nara.jp/ | Yamatotakada Clean Center | 2 | 150 | 49999.995 |  |  |  |  | 1986
1330 | 29-203-12 | JP | Yamatokoriyama | 639-1001 | 80 Kujocho | Clean Center Yamatokoriyama | 29 Nara Prefecture | http://www.city.yamatokoriyama.nara.jp/ | Yamatokoriyama Center | 3 | 180 | 59999.994 |  |  |  |  | 1985
1222 | 29-204-08 | JP | Tenri City | 632-0084 | 180 Kabatacho | Tenri Clean Center | 29 Nara Prefecture |  | Clean Center Tenri | 2 | 220 | 73333.326 |  |  |  |  | 1982
793 | 29-205-24 | JP | Kashihara city | 634-0826 | 1038-2 Kawanishicho | Kashihara Clean Center | 29 Nara Prefecture | https://www.city.kashihara.nara.jp/ | Kashihara Clean Center | 3 | 255 | 84999.9915 |  |  |  |  | 2003
1119 | 29-206-04 | JP | Sakurai, | 633-0052 | 485-1 Asago | Green Park Sakurai | 29 Nara Prefecture | http://www.city.sakurai.nara.jp/kankyou/kankyou01.html | Sakurai Clean Center | 2 | 150 | 49999.995 |  |  |  |  | 2002
632 | 29-208-23 | JP | Gose City | 639-2256 | 293 Kurisaka | Clean center Gose | 29 Nara Prefecture |  | Clean Center Gose | 2 | 90 | 29999.997 |  |  |  |  | 1994 | [12 empty] | 1
715 | 29-209-18 | JP | Ikoma | 630-0243 | Tawaraguchicho, 2116-91 | Cleaning center Ikoma city | 29 Nara Prefecture |  | Cleaning Center Ikoma City | 2 | 220 | 73333.326 |  |  |  |  | 1991
808 | 29-211-16 | JP | Katsuragi | 639-2112 | 282 Fuedo | Shinjo Katsuragi City Clean Center | 29 Nara Prefecture | http://www.city.katsuragi.nara.jp/index.cfm/17,2963,80,html | Shinjo Katsuragi Clean Center | 1 | 78 | 25999.9974 |  |  |  |  | 1973
1297 | 29-212-06 | JP | Uda | 633-2126 | 1820 Oudaiwashimizu | Clean Center Uda | 29 Nara Prefecture |  | Clean Center Uda | 2 | 28 | 9333.3324 |  |  |  |  | 1997
792 | 29-828-02 | JP | Kashiba-Oji | 639-0261 | 615 Ninji | Oji-Kashiba union environmental facilities | 29 Nara Prefecture |  | Oji-Kashiba Center | 2 | 150 | 49999.995 |  |  |  |  | 1982 | [12 empty] | 0.18
1315 | 30-201-01 | JP | Wakayama |  |  | Blue Coast Energy Center | 30 Wakayama Prefecture |  | Blue Coast Energy Center | 2 | 400 | 133333.32 |  |  |  |  | 1985
1316 | 30-201-02 | JP | Wakayama | 640-8404 | 1342-39 Minato | Blue Coast Clean Center | 30 Wakayama Prefecture |  | Blue Coast Clean Center | 2 | 320 | 106666.656 |  |  |  |  | 1994
766 | 30-202-01 | JP | Kainan City (Hainan) | 642-0015 | 1387-1 Atsuso | Clean Center Hainan city | 30 Wakayama Prefecture |  | Clean Center Hainan City | 2 | 150 | 49999.995 |  |  |  |  | 1984
1218 | 30-206-01 | JP | Tanabe | 646-0053 | 2291-6 Motomachi | Tanabe waste treatment plant | 30 Wakayama Prefecture | http://www.city.tanabe.lg.jp/ | Tanabe Waste Treatment | 2 | 100 | 33333.33 |  |  |  |  | 1996 | [12 empty] | 1.8
829 | 30-208-03 | JP | Kinokawa City | 649-6621 | Natenishino 108 | Naka City center amenities Kinokawa | 30 Wakayama Prefecture | http://www.city.kinokawa.lg.jp/ | Kinokawa Naka | 2 | 60 | 19999.998 |  |  |  |  | 1995
744 | 30-209-02 | JP | Iwade | 649-6202 | 2273-2 Negoro | Clean Center Iwade | 30 Wakayama Prefecture |  | clean Center Iwade | 2 | 60 | 19999.998 |  |  |  |  | 2008
1170 | 30-401-01 | JP | Shirahama Town, Nishimuro District | 649-2321 | 749 Horo | Shirahama Cleaning Center | 30 Wakayama Prefecture | http://www.town.shirahama.wakayama.jp/ | Shirahama Clean Center | 2 | 82 | 27333.3306 |  |  |  |  | 1995
1171 | 30-401-02 | JP | Shirahama Town |  | Hioki 2119 | Waste incineration plant Hikigawa | 30 Wakayama Prefecture | http://www.town.shirahama.wakayama.jp/seikatukankyo/hikisyoukyakuzyou.html | No Info | 2 | 12 | 3999.9996 |  |  |  |  | 1990 | [12 empty] | 3
631 | 30-864-01 | JP | Gobo City | 644-0023 | 2731-4 Nadacho Noshima | Gobo regional area cleaning center | 30 Wakayama Prefecture | http://www.naxnet.or.jp/~gobokoui/seiso/kengaku.htm | Gobo Clean Center | 2 | 147 | 48999.9951 |  |  |  |  | 1998
558 | 30-880-01 | JP | Aridagawa, Arida District | 643-0151 | 1552-137 Hasegawa | Clean Center Affairs Association regional areas around Arita | 30 Wakayama Prefecture |  | Arita Clean Center | 2 | 100 | 33333.33 |  |  |  |  | 2000
657 | 30-893-01 | JP | Hashimoto | 649-7207 | 1827-28 Koyaguchicho Ono | Regional waste treatment plant near Hashimoto | 30 Wakayama Prefecture | http://www.hashimoto-kouiki.jp/ | Hashimoto Plant | 2 | 101 | 33666.6633 |  |  |  |  | 2009 | [12 empty] | 0.019
1273 | 31-201-01 | JP | Tottori City | 680-1173 | 228 Nishiimazaike | Incineration plant Kamiya Tottori City | 31 Tottori Prefecture | http://www.city.tottori.lg.jp | Tottori Kamiya Plant | 2 | 270 | 89999.991 |  |  |  |  | 1992
1272 | 31-201-04 | JP | Tottori City | 689-0357 | 2160 Ketakacho Yakkami | Nagao, clean station Tottori | 31 Tottori Prefecture |  | Nagao Tottoiri | 2 | 75 | 24999.9975 |  |  |  |  | 1994
1349 | 31-202-01 | JP | Yonago | 683-0852 | 3280-1 Kawasaki | Clean Center Yonago | 31 Tottori Prefecture |  | Yonago Clean Center | 3 | 270 | 89999.991 |  |  |  |  | 2002
882 | 31-835-01 | JP | Kurayoshi | 682-0801 | 1637-9 Iwaki | Waste treatment facility Central Tottori Furusato | 31 Tottori Prefecture | http://www.chubu-furusato-tottori.jp/ | Tottori Furusato | 2 | 200 | 66666.66 |  |  |  |  | 1996
1337 | 32-000-xx | JP | Yasugi City | 692-0035 | 10-1 Kiyosecho | Clean Center Kiyose | 32 Shimane Prefecture | http://www.city.yasugi.shimane.jp | Clean Center Kiyose | 1
912 | 32-201-02 | JP | Matsue City |  | Kashimacho Kamikobu | Eco-Clean Matsue | 32 Shimane Prefecture |  | Eco clean Matsue | 2 | 200 | 66666.66 |  |  |  |  | 1984
913 | 32-201-xx | JP | Matsue City |  |  | Matsue City, DMS facility | 32 Shimane Prefecture | http://rlodms.com/v1_1_6/#a01-list-index-page |  | 3 | 255 | 84999.9915 |  |  |  |  | 2011
756 | 32-203-01 | JP | Izumo | 693-0035 | ２３８３−１Ashiwatacho | Izumo Energy Center | 32 Shimane Prefecture |  | Izumo Energy Center | 2 | 220 | 73333.326 |  |  |  |  | 2003
634 | 32-891-02 | JP | Gotsu City | 699-3161 | 321-1 Namiko | Combustible waste Eco Clean Center Hamada | 32 Shimane Prefecture |  | Hamada Center | 2 | 98 | 32666.6634 |  |  |  |  | 2006
1041 | 33-201-01 | JP | Okayama City - Minami | 700-0942 | 1-4-1 Toyonari | Center for Environment and waste incineration Okaminami | 33 Okayama Prefecture |  | Okayama City Okaminami | 2 | 220 | 73333.326 |  |  |  |  | 1978
1040 | 33-201-02 | JP | Okayama City - Minami | 700-0956 | 486-1 Toshinden | Waste incineration center Toshinden | 33 Okayama Prefecture |  | Okayama City Toshinden | 2 | 300 | 99999.99 |  |  |  |  | 1994
1039 | 33-201-03 | JP | Okayama City -Higashi | 704-8122 | 453-5 Saidaiji Shinchi | Eastern Clean Center, Okayama City | 33 Okayama Prefecture |  | Okayama City East Center | 3 | 450 | 149999.985 |  |  |  |  | 2001
879 | 33-202-02 | JP | Kurashiki City | 710-0824 | 424 Bakurocho | Waste treatment plant Hakuraku | 33 Okayama Prefecture |  | Kurashiki Center Hakuraku | 2 | 300 | 100000 |  |  |  |  | 1994
1215 | 33-204-01 | JP | Tamano |  | Tsuchigahara, 3072-5 | Eastern Tamano cleaning center | 33 Okayama Prefecture |  | Eastern Tamano Center | 2 | 150 | 49999.995 |  |  |  |  | 1978
907 | 33-214-02 | JP | Maniwa | 719-3211 | 290 Kashinishi | Clean Center Maniwa Maniwa City | 33 Okayama Prefecture |  | Maniwa Clean Center | 2 | 30 | 9999.999 |  |  |  |  | 1999 | [12 empty] | 0.006
763 | 33-606-01 | JP | Kagamino, Tomata District | 708-0421 | 523-3 Izaka | Clean Center Nothern town Kagamino | 33 Okayama Prefecture |  | Kagamino Center | 1 | 10 | 3333.333 |  |  |  |  | 1992 | [12 empty] | 0.0058
1136 | 33-855-02 | JP | Satosho, Asakuchi District | 719-0302 | 3655 Shinjo | Incineration plant Satosho | 33 Okayama Prefecture |  | Satosho Plant | 2 | 200 | 66666.66 |  |  |  |  | 1999 | [12 empty] | 0.7
880 | 33-859-01 | JP | Kurashiki City | 713-8114 | 888-1 Tamashima Michigoe | Incineration plant cleaning facility western union Kurashiki | 33 Okayama Prefecture |  | Kurashiki Western Plant | 2 | 180 | 59999.994 |  |  |  |  | 1998
702 | 33-897-01 | JP | Ibara City | 715-0004 | 2192-1 Kinokocho | Ihara Clean Center | 33 Okayama Prefecture |  | Ihara Clean Center | 2 | 90 | 29999.997 |  |  |  |  | 1994
881 | 33-913-01 | JP | Kurashiki City | 710-1301 | 481 Mabicho Yata | Soja union regional environmental facilities, Clean Center Kibiji | 33 Okayama Prefecture |  | Kurashiki Center Kibiji Soja | 2 | 180 | 59999.994 |  |  |  |  | 1997
691 | 34-100-03-07 | JP | Hiroshima-Saeki | 731-5102 | 1979 Itsukaichicho Oaza Ishiuchi | Saeki factory | 34 Hiroshima Prefecture |  | Saeki Plant | 3 | 135 | 44999.9955 |  |  |  |  | 1980
689 | 34-100-05 | JP | Hiroshima-Minami |  | Shinonome, 3-17 | Minami Plant | 34 Hiroshima Prefecture |  | Minami Plant | 2 | 300 | 103500 | 31 |  |  |  | 1988
687 | 34-100-06 | JP | Hiroshima-Asakita | 731-0224 | 1460-1 Kabecho Oaza Nakashima | Asakita Plant | 34 Hiroshima Prefecture |  | Asakita Plant | 2 | 200 | 66666.66 |  |  |  |  | 1990
690 | 34-100-08 | JP | Hiroshima-Naka | 730-0826 | Yoshijima Dori | Naka Waste-to-Energy Facility | 34 Hiroshima Prefecture |  | NAKA WTEF | 3 | 600 | 207000 | 78 |  |  |  | 2003
688 | 34-100-xx | JP | Hiroshima-Asaminami | 731-3161 | 3990 Numatacho Oaza Tomo | Garbage treatment facilities large Asaminami | 34 Hiroshima Prefecture |  | Asaminami Plant | 0 | 0 | 0 |  |  |  |  | under construction
883 | 34-202-01 | JP | Kure City, Kurahashi Island | 737-1217 | 1-5-25 Ondocho Tonoko | Supplementary Environmental Beautification Center Sun | 34 Hiroshima Prefecture |  | Kure Center Sun | 2 | 31 | 10333.3323 |  |  |  |  | 1995 | [12 empty] | 1.5
884 | 34-202-03 | JP | Kure City, Shinhiro |  | 3-9-2 Hirotagaya | Me Clean Center | 34 Hiroshima Prefecture |  | Me Clean Center | 3 | 381 | 126999.9873 |  |  |  |  | 2002
921 | 34-204-02 | JP | Mihara City | 723-0061 | 227 Yasakacho | Incineration plant Mihara | 34 Hiroshima Prefecture |  | Incineration Plant Mihara | 2 | 120 | 39999.996 |  |  |  |  | 1999
1059 | 34-205-01 | JP | Onomichi | 722-0221 | 1-220-75 Chojabara | Onomichi Clean Center | 34 Hiroshima Prefecture | http://www.city.onomichi.hiroshima.jp | Onomichi Clean Center | 2 | 120 | 39999.996 |  |  |  |  | 1993
1060 | 34-205-02 | JP | Onomichi | 722-0073 | 11098-151 Mukaishimacho | Clean Center Mukojima Onomichi City | 34 Hiroshima Prefecture |  | Mukojima Onomichi | 2 | 50 | 16666.665 |  |  |  |  | 1990
623 | 34-207-01 | JP | Fukuyama | 720-0843 | Akasakacho Oaza Akasaka, 521 | Incineration plant west Fukuyama | 34 Hiroshima Prefecture |  | Fukuyama Western Center | 2 | 150 | 49999.995 |  |  |  |  | 1980
624 | 34-207-04 | JP | Fukuyama | 720-2111 | Kamigoryo-3000-7 Kannabecho | Clean Center from Shenzhen City Fukuyama | 34 Hiroshima Prefecture |  | Fukuyama Shenzen Center | 2 | 80 | 26666.664 |  |  |  |  | 1994
659 | 34-213-02 | JP | Hatsukaichi | 738-0223 | 524 Asahara | Clean Center Saeki Hatsukaichi | 34 Hiroshima Prefecture | http://www.city.hatsukaichi.hiroshima.jp/ | Saeki Clean Center | 2 | 15 | 4999.9995 |  |  |  |  | 1999
660 | 34-213-03 | JP | Hatsukaichi | 739-0488 | 1814-24 Ono | Ohno cleaning center Hatsukaichi | 34 Hiroshima Prefecture | http://www.city.hatsukaichi.hiroshima.jp/ | Ohno Clean Center | 2 | 60 | 19999.998 |  |  |  |  | 1997
686 | 34-839-01 | JP | Hiroshima, Aki District | 731-4301 | 1322-8 Sakamachi | Aki Clean Center | 34 Hiroshima Prefecture |  | Aki Clean Center | 2 | 130 | 43333.329 |  |  |  |  | 2002
835 | 34-908-01 | JP | Kitahiroshima | 731-1513 | 1080-18 Kawai | Regional center clean Geihoku | 34 Hiroshima Prefecture |  | Geihoku Center | 2 | 44 | 14666.6652 |  |  |  |  | 1995
664 | 34-918-01 | JP | Higashihiroshima | 739-0022 | 766-1 Saijocho Kamiminaga | Center for Environmental Health and combustible waste Kamo | 34 Hiroshima Prefecture |  | Kamo Center | 3 | 300 | 99999.99 |  |  |  |  | 1985
1161 | 35-201-02 | JP | Shimonoseki | 751-0881 | 378 Ida | Okuyama Shimonoseki Plant | 35 Yamaguchi Prefecture |  | Okuyama Shimonoseki Plant | 2 | 400 | 133333.32 |  |  |  |  | 2002
1295 | 35-202-02 | JP | Ube City | 755-0001 | 5272-5 Okiube | Waste incineration plant in Ube City | 35 Yamaguchi Prefecture |  | Ube City Incinerator | 3 | 200 | 66666.66 |  |  |  |  | 2002
1327 | 35-203-02 | JP | Yamaguchi | 753-0214 | 496 Ouchimihori | Incineration plant Yamaguchi | 35 Yamaguchi Prefecture |  | Yamaguchi Plant | 2 | 220 | 73333.326 |  |  |  |  | 1998
697 | 35-206-01 | JP | Hofu | 747-0825 | 364 Nitta | Clean Center Hofu | 35 Yamaguchi Prefecture | http://www.city.hofu.yamaguchi.jp/soshiki/16/seibi-unei.html | Clean Center Hofu | 2 | 180 | 59999.994 |  |  |  |  | 1982
747 | 35-208-01 | JP | Iwakuni city | 740-0034 | Minamiiwakunimachi, 2-65-65 | First Plant Iwakuni | 35 Yamaguchi Prefecture |  | First Plant Iwakuni | 3 | 195 | 64999.9935 |  |  |  |  | 1992
1127 | 35-209-01 | JP | Sanyo-Onoda | 756-0817 | 7525-2 Onoda | Environmental Sanitation Center Sanyo Onoda | 35 Yamaguchi Prefecture | http://www.city.sanyo-onoda.lg.jp/soshiki/15/eiseic.html | Sanyo-Onoda Center | 2 | 120 | 39999.996 |  |  |  |  | 1982
1335 | 35-830-01 | JP | Yanai | 742-0023 | 4-5-13 Minamihama | Waste incinerator environmental sanitation union Shuto | 35 Yamaguchi Prefecture |  | Yanai Shuto Incinerator | 2 | 138 | 45999.9954 |  |  |  |  | 1986
867 | 35-837-01 | JP | Kudamatsu | 744-0061 | 340 Kouchi | Sanitation district Shunan | 35 Yamaguchi Prefecture |  | Shunan Center | 3 | 330 | 109999.989 |  |  |  |  | 1995
1237 | 36-201-01 | JP | Tokushima City | 770-8011 | Motobari-43-1 Rondencho | Eastern Incineration Facility Tokushima City | 36 Tokushima Prefecture | http://www.city.tokushima.tokushima.jp/siminkankyo_seisaku/sisetu01.html | Tokushima East Incinerator | 2 | 190 | 63333.327 |  |  |  |  | 1979
1238 | 36-201-02 | JP | Tokushima City | 779-3119 | Kuwazoe-18-1 Kokufucho Kitaiwanobu | Western Incineration Facility Tokushima City | 36 Tokushima Prefecture | http://www.city.tokushima.tokushima.jp/siminkankyo_seisaku/sisetu02.html | Tokushima West Incinerator | 2 | 180 | 59999.994 |  |  |  |  | 1991
553 | 36-204-01 | JP | Anan City | 774-0023 | Doisaki-117-14 Tachibanacho | Anan clean Center | 36 Tokushima Prefecture |  | Anan Clean Center | 2 | 120 | 39999.996 |  |  |  |  | 1990 | [12 empty] | 0.36
568 | 36-860-02 | JP | Awa City | 771-1402 | Fujiwara-70-1 Yoshinocho Saijo | Union central regional environmental facilities | 36 Tokushima Prefecture |  | Union Central Awa | 2 | 120 | 39999.996 |  |  |  |  | 2005
1201 | 37-201-01 | JP | Takamatsu | 761-8046 | 930-1 Kawanabecho | Takamatsu Seibu | 37 Kagawa Prefecture |  | Takamatsu Seibu | 2 | 280 | 93333.324 |  |  |  |  | 1987
1200 | 37-201-02 | JP | Takamatsu | 761-1503 | Dai 3 Go-2084-1 Shionoecho Yasuharashimo | Takamatsu South | 37 Kagawa Prefecture |  | Takamatsu South | 3 | 300 | 99999.99 |  |  |  |  | 2004
936 | 37-864-01 | JP | Mitoyo | 768-0103 | 1353-10 Yamamotocho Saitanishi | Mitoyo Plant | 37 Kagawa Prefecture | http://www.sankankouiki.jp/ | Mitoyo Plant | 2 | 130 | 43333.329 |  |  |  |  | 1986
1179 | 37-866-01 | JP | Shodoshima | 761-4304 | 1371-1 Murou | Clean Center Shodoshima | 37 Kagawa Prefecture, Shodoshima Island |  | Clean C. Shodoshima Island | 2 | 50 | 16666.665 |  |  |  |  | 1994 | [12 empty] | 1.1
908 | 37-867-01 | JP | Marugame |  | Dokichokita | Marugame Incineration Plant | 37 Kagawa Prefecture | http://www.city.marugame.kagawa.jp/ | Marugame Kagawa | 2 | 260 | 86666.658 |  |  |  |  | 1997
865 | 37-867-03 | JP | Kotohira, Nakatado District | 766-0003 | 1050 Gojo | Clean Center Zen terms | 37 Kagawa Prefecture |  | Clean Center Zen | 2 | 60 | 19999.998 |  |  |  |  | 1997
1114 | 37-869-01 | JP | Sakaide City |  | Shinhamacho, 6-51 | Environmental Center Tsunoyama | 37 Kagawa Prefecture | http://www.pref.kagawa.lg.jp/haitai/risa/dokoniaruno/kkankyo/center/c/tsunoyama/c_tsunoyama3.htm | Center Tsunoyama | 2 | 185 | 61666.6605 |  |  |  |  | 1985
1126 | 37-882-01 | JP | Sanuki | 769-2301 | 3013 Nagaohigashi | Clean Center Eastern melting Kagawa | 37 Kagawa Prefecture | http://rlodms.com/v1_1_6/#a01-list-index-page | Clean Center Melting Kagawa | 2 | 130 | 43333.329 |  |  |  |  | 1997 | [12 empty] | 0.0039
917 | 38-201-01 | JP | Matsuyama City | 791-8057 | 3-525-6 Okaga | West Clean Center, Matsuyama | 38 Ehime Prefecture |  | Matsuyama West | 2 | 300 | 99999.99 |  |  |  |  | 1982
918 | 38-201-02 | JP | Matsuyama City |  | 1000-1 Ichitsubo Nishimachi | South Clean Center, Matsuyama | 38 Ehime Prefecture |  | Matsuyama South | 3 | 300 | 99999.99 |  |  |  |  | 1994
916 | 38-201-xx | JP | Matsuyama City |  |  | Matsusaka clean center New | 38 Ehime Prefecture | http://www.hz-inova.com |  | 3 | 420 | 139999.986 |  |  |  |  | under construction
716 | 38-202-01 | JP | Imabari | 794-1304 | 1805 Omishimacho Miyaura | Clean Center Branch Omishima Island Imabari City | 38 Ehime Prefecture | http://www.city.imabari.ehime.jp/clean/ | Omishima Island Imabari Cl. C. | 1 | 33 | 10999.9989 |  |  |  |  | 1987
718 | 38-202-02 | JP | Imabari | 799-1514 | 431 Machiya | Clean Center in Imabari City | 38 Ehime Prefecture | http://www.city.imabari.ehime.jp/clean/ | Imabari City Clean Center | 2 | 200 | 66666.66 |  |  |  |  | 1987
717 | 38-202-03 | JP | Imabari | 794-2203 | 6533 Miyakubocho Miyakubo | Oshima Clean Center | 38 Ehime Prefecture | http://www.city.imabari.ehime.jp/clean/ | Miyakubo | 1 | 42 | 13999.9986 |  |  |  |  | 1991
1311 | 38-203-01 | JP | Uwajima City | 798-0082 | 2-4-1 Nagabori | Clean Center Uwajima | 38 Ehime Prefecture | http://www.city.uwajima.ehime.jp | Uwajima Clean Center | 2 | 120 | 39999.996 |  |  |  |  | 1984
1313 | 38-203-02 | JP | Uwajima City, Tsushima Town |  | 165-3 Tsushimacho Takata | Tsushima Uwajima City clean center | 38 Ehime Prefecture | http://www.city.uwajima.ehime.jp | Tsushima Uwajima Center | 2 | 60 | 19999.998 |  |  |  |  | 1995
1312 | 38-203-03 | JP | Uwajima City, Yoshida Town |  | Tsuruma 1245 | General waste incineration facility in Yoshida-cho | 38 Ehime Prefecture | http://www.city.uwajima.ehime.jp | Yoshida Uwajama | 1 | 20 | 6666.666 |  |  |  |  | 1996
1340 | 38-204-01 | JP | Yawatahama | 796-8035 | 9-40 Wakayama | Southern Environmental Center Yawatahama | 38 Ehime Prefecture |  | South Center Yawatahama | 2 | 84 | 27999.9972 |  |  |  |  | 1997
999 | 38-205-01 | JP | Niihama | 792-0851 | 122-1 Kannonbaracho | Cleaning center Niihama | 38 Ehime Prefecture | http://www.city.niihama.lg.jp/ | Cleaning Center Niihama | 3 | 201 | 69345 | 28 |  |  |  | 2002
1102 | 38-206-01 | JP | Saijo City | 799-1106 | 1200 Komatsu | Saijo City clean Center | 38 Ehime Prefecture |  | Saijo City Clean Center | 2 | 200 | 66666.66 |  |  |  |  | 1991
1085 | 38-207-01 | JP | Ozu City | 795-0041 | 1263 Hatakicho | Environmental Center Ozu City | 38 Ehime Prefecture | http://www.city.ozu.ehime.jp/ | Ozy City Clean Center | 2 | 90 | 29999.997 |  |  |  |  | 1991
1154 | 38-213-01 | JP | Shikoku City | 799-0404 | 1670-3 Nakanoshocho | Mishima City Clean Center facility in central Shikoku | 38 Ehime Prefecture | https://www.city.shikokuchuo.ehime.jp | Shikoku Central | 3 | 150 | 49999.995 |  |  |  |  | 2000
1155 | 38-213-xx | JP | Shikoku City | 799-0404 | 4086-1 Kawanoecho | Facility, central Shikoku Kawanoe | 38 Ehime Prefecture | https://www.city.shikokuchuo.ehime.jp | Shikoku Kawanoe | 1 | 50 | 16666.665 |  |  |  |  | 1981
1141 | 38-214-01 | JP | Seiyo City | 797-1212 | 3-595 Nomuracho Nomura | Seiyo City Nomura Clean Center | 38 Ehime Prefecture |  | Seiyo City Clean Center | 1 | 30 | 9999.999 |  |  |  |  | 1993
1268 | 38-215-01 | JP | Tōon City | 791-0201 | Yamanouchi 662 | Toon City Clean Center | 38 Ehime Prefecture |  | Toon City Clean Center | 2 | 66 | 21999.9978 |  |  |  |  | 1997
777 | 38-356-02 | JP | Kamijima Town, Ochi District, | 794-2513 | 88 Yugeotani | Clean Center Ueshima town | 38 Ehime Prefecture |  | Yugo Island Incinerator | 1 | 30 | 9999.999 |  |  |  |  | 2008
536 | 38-506-01 | JP | Ainan, Minamiuwa District | 798-4347 | 1-26 Ohama | Environmental Sanitation Center Ainancho | 38 Ehime Prefecture |  | Ainan Center | 2 | 72 | 23999.9976 |  |  |  |  | 1999
753 | 38-865-01 | JP | Iyo City | 799-3124 | 1433 Miaki | Iyo district refuse disposal facility | 38 Ehime Prefecture |  | Iyo District | 2 | 120 | 39999.996 |  |  |  |  | 2002
1296 | 38-892-01 | JP | Uchiko, Kita District, | 791-3351 | 297 Iyoki | Clean Center Uchiyama Uchiko | 38 Ehime Prefecture |  | Uchiko Clean Center | 2 | 31 | 10333.3323
658 | 39-000-xx | JP | Hata-Ino |  |  | DMS, Facility, Hata Regional Municipality AdministrativeUnion | 39 Kochi Prefecture |  |  | 2 | 140 | 46666.662 |  |  |  |  | 2002
850 | 39-201-01 | JP | Kochi | 781-0270 | ６４５９Nagahama | Incineration plant in Kochi | 39 Kochi Prefecture |  | Kochi Incinerator | 3 | 600 | 207000 | 78 |  |  |  | 2002
1159 | 39-412-01 | JP | Shimanto, Takaoka District | 786-0066 | 147-1 Soranokawa | Shimanto Clean Center | 39 Kochi Prefecture |  | Shimanto Clean Center | 2 | 120 | 39999.996 |  |  |  |  | 2002
1021 | 39-823-01 | JP | Ochi | 789-1203 | Hei 2827 Sakawa | Cleaning center high Gohoku | 39 Kochi Prefecture |  | Ochi Clean Center | 2 | 120 | 39999.996 |  |  |  |  | 1993
981 | 39-840-01 | JP | Nankoku | 783-0023 | 1455 Hataeda | Konan cleaning waste incineration union | 39 Kochi Prefecture | http://www.clean-kounan.jp/ | Konan Cleaning Center | 2 | 160 | 53333.328 |  |  |  |  | 1992
949 | 39-871-01 | JP | Motoyama town | 781-3608 | 1961 Nagaoka-gun,Kinozu | Cleaning Center North | 39 Kochi Prefecture, |  | Motoyama Center | 1 | 48 | 15999.9984 |  |  |  |  | 1996
540 | 39-873-01 | JP | Aki City | 784-0045 | Ioki | Aki melt regional center | 39 Kochi Prefecture |  | Aki City Melt | 2 | 80 | 26666.664 |  |  |  |  | 2006
1158 | 39-877-01 | JP | Shimanto | 787-0776 | 1544 Kaminodoi | Hata Clean Center | 39 Kochi Prefecture | http://www.hata-e.co.jp/ | Hata Clean Center | 2 | 140 | 46666.662 |  |  | 2 |  | 2012
1269 | 39-880-01 | JP | Tosa City | 781-1111 | 2290 Kitaji | Kitahara Clean Center | 39 Kochi Prefecture |  | Kitahara Tosa | 2 | 120 | 39999.996 |  |  |  |  | 1998
799 | 40-000-xx | JP | Kasuga |  |  | Kasuga Plant | 40 Fukuoka Prefecture | http://www.hz-inova.com |  | 2 | 16 | 5333.3328 |  |  |  |  | 1996
843 | 40-100-01 | JP | Kitakyushu City - Moji | 800-0115 | Shinmoji, 3-79 | Shin-Moji DMS Plant | 40 Fukuoka Prefecture |  | Shin-Moji Plant | 3 | 720 | 239999.976 |  |  |  |  | 2007
839 | 40-100-02 | JP | Kitakyushu - Kokurakita | 803-0801 | 96-2 Nishiminatomachi | Akira plant Environment Center | 40 Fukuoka Prefecture |  | Akira Plant | 3 | 600 | 199999.98 |  |  |  |  | 1991
840 | 40-100-03 | JP | Kitakyushu - Yahatanishi | 807-0813 | 2-1 Yubarumachi | Kogasaki Environmental Center | 40 Fukuoka Prefecture |  | Kogasaki Clean Center | 3 | 810 | 269999.973 | 72 |  |  |  | 1998
841 | 40-100-xx | JP | Kitakyushu |  |  | Kita-kyushu Eco Energy Co., Ltd., DMS Fac. | 40 Fukuoka Prefecture | http://rlodms.com/v1_1_6/#a01-list-index-page |  | 2 | 320 | 106666.656 |  |  |  |  | 2005
618 | 40-130-01 | JP | Fukuoka-Kasuga | 816-0842 | 104-5 Shimoshirouzu | Southern Plant | 40 Fukuoka Prefecture | http://www.city.fukuoka.lg.jp/ | Fukuoka South | 2 | 600 | 199999.98 |  |  |  |  | 1981
615 | 40-130-04 | JP | Fukuoka-Nishi | 819-0041 | 1191 Jurokucho | Western Plant | 40 Fukuoka Prefecture | http://www.city.fukuoka.lg.jp/kankyo/kojoseibi/life/tyukanshorisisetu/003.html | Fukuoka Western | 3 | 750 | 249999.975 |  |  |  |  | 1992
619 | 40-130-05 | JP | Fukuoka-Nishi |  | 744-3 Genkaishima | Incineration Genkaijima Fukuoka | 40 Fukuoka Prefecture | http://www.city.fukuoka.lg.jp/ | Fukuoka Genkaishima | 1 | 6 | 1999.9998
616 | 40-130-06 | JP | Fukuoka-Higashi | 812-0051 | 4-13-42 Hakozakifuto | Coastal plant | 40 Fukuoka Prefecture | http://www.city.fukuoka.lg.jp/ | Fukuoka Coast Plant | 3 | 900 | 299999.97 |  |  |  |  | 2001
617 | 40-130-xx | JP | Fukuoka-Higashi |  | 5 112 Kamata | Eastern Plant | 40 Fukuoka Prefecture | http://www.city.fukuoka.lg.jp/ | Fukuoka Eastern | 2 | 240 | 79999.992 |  |  |  |  | 2006
887 | 40-203-01 | JP | Kurume City | 830-0052 | 2199-35 Kamitsumachi | Upper Tsu Clean Center | 40 Fukuoka Prefecture | http://www.city.kurume.fukuoka.jp | Kurume City Upper Tsu | 3 | 300 | 99999.99 |  |  |  |  | 1993
713 | 40-205-01 | JP | Iizuka City | 820-0061 | 118-2 Yoshikita | Iizuka City Clean Center | 40 Fukuoka Prefecture |  | lizuka City clean Center | 2 | 180 | 59999.994 |  |  |  |  | 1998
1334 | 40-207-01 | JP | Yanagawa | 832-0051 | 1157-1 Tsukudamachi | Yanagawa City Clean Center | 40 Fukuoka Prefecture |  | Yanagawa Clean Center | 2 | 100 | 33333.33 |  |  |  |  | 1991
1038 | 40-212-01 | JP | Okawa | 831-0006 | 1110 Nakakoga | Environment Division Okawa City Hall | 40 Fukuoka Prefecture |  | Okawa City | 2 | 134 | 44666.6622 |  |  |  |  | 1992
743 | 40-230-01 | JP | Itoshima City |  | Shimanishikaizuka | Clean Center Itoshima | 40 Fukuoka Prefecture |  | Clean Center Itoshima | 2 | 200 | 66666.66 |  |  |  |  | 2000
1333 | 40-827-01 | JP | Yame | 834-0051 | 532 Tateno | Environmental Center Fukuoka Yame | 40 Fukuoka Prefecture |  | Yame Environmental Center | 2 | 60 | 19999.998 |  |  |  |  | 1994
950 | 40-837-01 | JP | Munakata City | 811-3401 | Ikeura 600 | Genkai Environmental Union, Munakata DMS Plant | 40 Fukuoka Prefecture |  | Munakata Clean Center | 2 | 160 | 53333.328 |  |  |  |  | 2003
853 | 40-837-02 | JP | Koga City | 811-3121 | 1970-1 Mushirouchi | Koga union field environment | 40 Fukuoka Prefecture |  | Koga City Center | 2 | 260 | 86666.658 |  |  |  |  | 2003
583 | 40-902-01 | JP | Chikugo | 833-0002 | 2088-6 Maezu | Yame City Western Clean Center | 40 Fukuoka Prefecture |  | Yame city Western | 2 | 220 | 73333.326 |  |  |  |  | 2000
585 | 40-932-01 | JP | Chikuzen, Asakura District | 838-0801 | 8-3 Kurida | Waste processing center regeneration union environmental facilities Mitsui Amagi Asakura | 40 Fukuoka Prefecture |  | Amagi Asakura Center | 2 | 120 | 39999.996 |  |  |  |  | 2003 | [12 empty] | 0.0003
584 | 40-937-02 | JP | Chikushino | 818-0024 | Harada 1389 | Environmental Center Mitsuru | 40 Fukuoka Prefecture | http://www.city.chikushino.fukuoka.jp/ | Mitsuru Center | 2 | 250 | 83333.325 |  |  |  |  | 2008
612 | 40-941-01 | JP | Fukuchi | 822-1101 | 474-5 Akaike | Center Shimoda | 40 Fukuoka Prefecture |  | Fukishi Shimoda | 2 | 120 | 39999.996 |  |  |  |  | 1975
819 | 40-941-02 | JP | Kawasaki |  | Kawasaki, 3419 | Kawasaki Tagawa town center cleaning | 40 Fukuoka Prefecture |  | Kawasaki Tagawa Town | 2 | 195 | 64999.9935 |  |  |  |  | 1987
1095 | 41-201-02 | JP | Saga City | 849-0917 | 2369 Takakisemachi Oaza Nagase | Saga City Waste Disposal Center | 41 Saga Prefecture | http://www.saga-ecoplaza.jp/ | Saga city | 3 | 300 | 99999.99 |  |  |  |  | 2002
1096 | 41-201-03 | JP | Saga City |  | Yamatocho Oaza Matsuse, 4304 | Yamato Clean Center | 41 Saga Prefecture |  | Saga city Yamato | 2 | 25 | 8333.3325 |  |  |  |  | 1997
1097 | 41-201-04 | JP | Saga City | 840-0511 | 1536-1 Fujicho Oaza Kamabaru | Fuji Clean Center Saga | 41 Saga Prefecture |  | Saga city Fuji Center | 1 | 8 | 2666.6664 |  |  |  |  | 1994 | [12 empty] | 1.4
1098 | 41-201-05 | JP | Saga City |  | Kawasoemachi Oaza Inuido, 5727 | Cleaning center Higashiyoka-Kawazoe | 41 Saga Prefecture |  | Saga city Kawazoe | 2 | 35 | 11666.6655 |  |  |  |  | 1988 | [12 empty] | 0.15
786 | 41-202-01 | JP | Karatsu | 847-1211 | 234-2 Kitahatakishiyama | Cleaning center Karatsu | 41 Saga Prefecture |  | Clean Center Karatsu | 3 | 150 | 49999.995 |  |  |  |  | 1997
1212 | 41-204-02 | JP | Taku City | 846-0002 | 4368-3 Kitatakumachi Oaza Kosamurai | Taku cleaning center city | 41 Saga Prefecture |  | Taku Center | 1 | 30 | 9999.999 |  |  |  |  | 1976
719 | 41-205-01 | JP | Imari | 848-0142 | 31-4 Kurogawacho Tachime | Environmental Center Imari City | 41 Saga Prefecture |  | Imari Center | 2 | 60 | 19999.998 |  |  |  |  | 1982 | [12 empty] | 3.1
559 | 41-401-01 | JP | Arita, Nishimatsuura District | 849-4164 | Ko-1293-72 Hotokenohara | Clean Center Arita-cho | 41 Saga Prefecture |  | Clean Center Arita | 2 | 24 | 7999.9992 |  |  |  |  | 1995
1209 | 41-830-01 | JP | Takeo |  | Asahicho Oaza Nakano, 8075-6 | Incineration facilities Fuji Clean Center | 41 Saga prefecture | http://www.kitou-web.jp/shisetsu/index.html#shisetsu05 | Fuji Clean Center | 3 | 138 | 45999.9954 |  |  |  |  | 1989
785 | 41-840-01 | JP | Kanzaki | 842-0202 | 3362-1 Sefurimachi Rokuro | Regional Clean Center Sefuri | 41 Saga Prefecture |  | Regional Clean Center Sefuri | 2 | 74 | 24666.6642 |  |  |  |  | 1996 | [12 empty] | 0.06
1271 | 41-858-01 | JP | Tosu City, Miyaki district |  | Minobaru, 4372 | Miyaki-melting Recycling Center Western Tosu | 41 Saga Prefecture | http://www.3r-manabi.jp/ | Miyaki Tosu Melting Center | 2 | 132 | 43999.9956 |  |  |  |  | 2004
1294 | 42-000-xx | JP | Tsushima | 817-0034 | 141 Izuhara-machi Agami | Clean Center Tsushima | 42 Nagasaki Prefecture , Tsushima Island |  | Clean Center Tsushima | 2 | 300 | 103500 | 29 |  |  |  | 1983
963 | 42-201-01 | JP | Nagasaki | 850-0076 | 2-406 Kibachimachi | West Plant Nagasaki | 42 Nagasaki Prefecture |  | Nagasaki West Plant | 2 | 400 | 138000 | 34 |  |  |  | 1979
964 | 42-201-02 | JP | Nagasaki east * | 857-1161 | 1036-1 Oto-cho Sasebo | Eastern Clean Center | 42 Nagasaki Prefecture |  | Daitocho Nagasaki | 2 | 300 | 103500 | 34 |  |  |  | 1988
962 | 42-201-xx | JP | Nagasaki |  |  | Nagasaki Thermoselect plant | 42 Nagasaki Prefecture |  |  | 3 | 300 | 99999.99 |  |  |  |  | No info
1132 | 42-202-01 | JP | Sasebo | 858-0905 | 294-2 Shimomotoyamacho | Sasebo Clean Center West | 42 Nagasaki Prefecture |  | Sasebo Clean Center West | 2 | 240 | 79999.992 |  |  |  |  | 1977
1134 | 42-202-02 | JP | Sasebo, Ukishima Island |  | 5270 Ukumachitaira | Cleaning center Island | 42 Nagasaki Prefecture |  | Sasebo Ukushima | 1 | 8 | 2666.6664 |  |  |  |  | 1997 | [12 empty] | 2.4
1135 | 42-202-03 | JP | Sasebo | 857-1161 | 1036-1 Daitocho | Clean Center Eastern Sasebo | 42 Nagasaki Prefecture |  | Sasebo East Center | 2 | 200 | 66666.66 |  |  |  |  | 2001
1133 | 42-202-04 | JP | Sasebo |  | Shimomotoyamacho, 2-1 | Clean ash melting facility west of the city center Sasebo | 42 Nagasaki Prefecture |  | Sasebo Ash melting facility | 2 | 58 | 19333.3314 |  |  |  |  | 2008
1054 | 42-205-01 | JP | Omura City | 856-0815 | 1470 Morizonomachi | Omura City Hall Environmental Center | 42 Nagasaki Prefecture |  | Omura City Env. Center | 3 | 111 | 36999.9963 |  |  |  |  | 1997
730 | 42-867-01 | JP | Isahaya | 854-0001 | 1250 Fukudamachi | Southern central province Clean Center | 42 Nagasaki prefecture | http://www.kouiki-kankyou.com/ | Isahaya Center | 3 | 300 | 99999.99 |  |  |  |  | 2005
875 | 43-201-01 | JP | Kumamoto, Nishi ward | 860-0065 | Jozan'yakushi 12-1 | Kumamoto West Plant | 43 Kumamoto Prefecture | http://www.city.kumamoto.kumamoto.jp/content/web/asp/kiji_detail.asp?LS=140&ID=4019 | Kumamoto West | 2 | 450 | 149999.985 |  |  |  |  | 1988
876 | 43-201-02 | JP | Kumamoto, Higashi ward | 861-8031 | Toshima 2570 | Kumamoto East Plant | 43 Kumamoto Prefecture | http://www.city.kumamoto.kumamoto.jp/content/web/asp/kiji_detail.asp?LS=140&ID=4011 | Kumamoto East | 2 | 600 | 199999.98 |  |  |  |  | 1993
1339 | 43-202-01 | JP | Yatsushiro |  | Nakakitamachi, 3743 | Cleaning center Yatsushiro | 43 Kumamoto Prefecture |  | Cleaning Center Yatsushiro | 2 | 150 | 49999.995 |  |  |  |  | 1975
550 | 43-215-02 | JP | Amakusa | 863-1721 | 20-2 Oniki-Cho | Clean Center Ushibuka | 43 Kumamoto Prefecture, Shimoshima Island |  | Amakusa Ushibuka Center | 2 | 36 | 11999.9988 |  |  |  |  | 1992
549 | 43-215-03 | JP | Amakusa | 863-2805 | 4001-22 Amakusamachi Takahamakita | Clean Center Amakusa west | 43 Kumamoto Prefecture, Shimoshima Island |  | Amakusa West Center | 2 | 18 | 5999.9994 |  |  |  |  | 1995
828 | 43-854-02 | JP | Kikuchi District |  | Ozu-machi, Furujo, 1046 | Eastern Municipal incineration plant environmental conservation union Kikuchi | 43 Kumamoto Prefecture | http://www.kikunanseisou.or.jp/sisetu-toubu.html | Kikuchi Center | 2 | 135 | 44999.9955 |  |  |  |  | 1994
920 | 43-937-01 | JP | Mifune | 861-3206 | 1408 Hetami | Mifune incineration plant | 43 Kumamoto Prefecture | http://www5.ocn.ne.jp/~clean/ | Mifune Plant | 2 | 24 | 7999.9992 |  |  |  |  | 1990
1323 | 43-954-01 | JP | Yamaga | 861-0565 | 1634 Kaomachi Aizato | Clean Center Ueki Yamaga | 43 Kumamoto Prefecture |  | Clean Center Ueki Yamaga | 2 | 120 | 39999.996 |  |  |  |  | 1992
696 | 43-986-01-02 | JP | Hitoyoshi | 868-0824 | 1269-1 Akaikemizunashimachi | Cleanplaza Hitoyoshi | 43 Kumamoto Prefecture | http://www.cleanplaza.jp/ | Clean Center Hitoyoshi | 3 | 103 | 34333.3299 |  | 10 |  |  | 2002 | SNCR, SD, FF
965 | 43-991-01 | JP | Nagasu, Tamana District | 869-0303 | 386 Konoha, Gyokuto, | Eastern Environmental Center Ariake | 43 Kumamoto Prefecture | http://portal.kumamoto-net.ne.jp/ariakekouiki/ | Center Ariake | 2 | 70 | 23333.331 |  |  |  |  | 1999
966 | 43-991-04 | JP | Nagasu, Tamana District | 869-0111 | 42-1 Meishihama | Clean Park Five | 43 Kumamoto Prefecture |  | Clean Park Five Nagasu | 2 | 25 | 8333.3325 |  |  |  |  | 2006
1301 | 43-995-02 | JP | Uki City | 869-0513 | 1775-3 Matsubasemachi Hagio | Clean Center Uki | 43 Kumamoto Prefecture |  | Clean Center Uki | 2 | 95 | 31666.6635 |  |  |  |  | 1998
551 | 43-998-02 | JP | Amakusa City | 863-0044 | 4751 Kusuuramachi | Cleaning center district federation Amakusa Hondo | 43 Kumamoto Prefecture, Shimoshima Island |  | Amakusa Hondo | 3 | 140 | 46666.662 |  |  |  |  | 2000
662 | 44-000-xx | JP | Hayami District |  |  | Bekki Hayami | 44 Oita Prefecture | http://www.hz-inova.com |  | 2 | 0 | 0 |  |  |  |  | under construction
1034 | 44-201-02 | JP | Oita City | 870-1205 | 618 Fukumune | Environmental Center Fukumune Oita | 44 Oita Prefecture |  | Fukumune Cleaning Center | 3 | 438 | 151110 | 57 |  |  |  | 1997
1035 | 44-201-03 | JP | Oita City | 870-0315 | 3400-10 Sano | Sano cleaning center Oita | 44 Oita Prefecture |  | Sano Cleaning Center | 3 | 387 | 128999.9871 |  |  |  |  | 2003
978 | 44-203-01 | JP | Nakatsu |  | Kakize | Clean Plaza Nakatsu | 44 Oita Prefecture |  | Clean Plaza Nakatsu | 2 | 100 | 33333.33 |  |  |  |  | 1999
1103 | 44-205-02 | JP | Saiki, | 876-0821 | 1-38 Higashihama | Banjo Eco Center | 44 Oita Prefecture |  | Banjo Eco Center | 2 | 110 | 36666.663 |  |  |  |  | 2003
1306 | 44-808-01 | JP | Usa City | 879-0307 | 392-3 Oaza Hamatakei | Waste incineration Usa City | 44 Oita Prefecture |  | Usa city incinerator | 2 | 90 | 29999.997 |  |  |  |  | 1982
574 | 44-836-01 | JP | Beppu | 874-0000 | 333-3 Hiramichi | Cleaning center Fujigaya | 44 Oita Prefecture |  | Clean Center Fujigaya | 2 | 150 | 49999.995 |  |  |  |  | 1978
940 | 45-000-xx | JP | Miyazaki |  |  |  | 45 Miyazaki Prefecture |  |  | 3 | 579 | 199755 | 72 |  |  |  | 2005
941 | 45-000-xy | JP | Miyazaki-Nambu |  |  | Miyazaki Nambu | 45 Miyazaki Prefecture |  |  | 2 | 300 | 99999.99 |  |  |  |  | 1982
939 | 45-202-01 | JP | Miyakonojo City | 885-0013 | 224 Korimotocho | Incineration plant Miyakonojo City | 45 Miyazaki Prefecture |  | Incineration plant Miyakonojo | 2 | 200 | 66666.66 |  |  |  |  | 1982
1011 | 45-203-05 | JP | Nobeoka City |  | Nagahamamachi, 3-1954-3 | New incineration plant Nobeoka | 45 Miyazaki Prefecture | http://www.city.nobeoka.miyazaki.jp/contents/shimin/cleancenter/cleancenter/yumenomori.html | Nwe Plant Nobeoka | 2 | 218 | 72666.6594 |  |  |  |  | 2009 | [12 empty] | 0.0023
992 | 45-204-02 | JP | Nichinan | 887-0023 | Kumayaotsu, 1675-2 | Clean Center Nichinan | 45 Miyazaki Prefecture |  | Clean Center Nichinan | 2 | 80 | 26666.664 |  |  |  |  | 1999
597 | 45-209-01 | JP | Ebino | 889-4312 | 1040 Sakamoto | Beautification Center Ebino | 45 Miyazaki Prefecture |  | Ebino Cleaning Center | 2 | 36 | 11999.9988 |  |  |  |  | 1996
701 | 45-834-01 | JP | Hyuga | 883-0034, | 2192 Tomitaka | Southern Union regional area cleaning center Higashiusuki Hinata | 45 Miyazaki Prefecture | http://www.city.hyuga.miyazaki.jp/rengo/index.html | Hyuga Center | 2 | 163 | 56235 |  | 12 |  |  | 1991
764 | 46-201-03 | JP | Kagoshima City | 891-1205 | 11900 Kagoshima shi, Inuzakocho | Kagoshima Northern incineration plant | 46 Kagoshima Prefecture | http://www.city.kagoshima.lg.jp | Kagoshima North | 2 | 530 | 176666.649 |  |  |  |  | 2007
765 | 46-201-20 | JP | Kagoshima City | 891-0131 | 3-3, 3-chome, Kagoshima shi, Taniyamako | Kagoshima soutern incineration plant | 46 Kagoshima Prefecture | http://www.city.kagoshima.lg.jp | Kagoshima South | 2 | 530 | 182850 | 60 |  |  |  | 1994
1138 | 46-215-15 | JP | Satsumasendai | 899-1922 | 5104 Kokuracho | Clean Center Sendai Satsumasendai | 46 Kagoshima Prefecture |  | Clean Center Sendai | 2 | 135 | 44999.9955 |  |  |  |  | 1995
830 | 46-218-27 | JP | Kirishima | 899-4462 | 2256-1 Kokubushikine | Cleaning center Shikine Kirishima | 46 Kagoshima Prefecture |  | Kirishima Center | 2 | 162 | 53999.9946 |  |  |  |  | 2003
537 | 46-225-01 | JP | Aira | 899-5201 | 5438-1 Kajikicho Nishibeppu | Aira cleaning center | 46 Kagoshima Prefecture |  | Aira cleaning Center | 2 | 74 | 24666.6642 |  |  |  |  | 2009 | [12 empty] | 0.99
1137 | 46-392-22 | JP | Satsuma Town | 895-1817 | 2734-8 Yuda | Satsuma-cho Clean Center | 46 Kagoshima Prefecture |  | Satsuma Clean Center | 2 | 40 | 13333.332 |  |  |  |  | 1997
906 | 46-859-19 | JP | Makurazaki | 898-0049 | 885 Hinokamimisakicho | Cleaning Center in the South | 46 Kagoshima Prefecture |  | Cleaning Center South | 2 | 112.5 | 37499.9963 |  |  |  |  | 1997
1047 | 46-887-24 | JP | Okinoerabu, Wadomari, Oshima District | 891-9136 | 1144 Sena | Clean Center Okinoerabu | 46 Kagoshima Prefecture, Okinoerabu Island, |  | Okinoerabu Clean Center | 2 | 22 | 7333.3326 |  |  |  |  | 2002
729 | 46-890-26 | JP | Isa | 895-2813 | 880-56 Hishikariminamiura | Environmental Management Association Aira north Isa, Miraikan | 46 Kagoshima Prefecture |  | Miraikan | 2 | 80 | 26666.664 |  |  |  |  | 2003
546 | 46-904-11 | JP | Akune City | 899-1602 | 3771-1 Tada | Environmental Center area north Akune | 46 Kagoshima Prefecture | http://www.ab.auone-net.jp/~hokusatu/ | Akune North | 2 | 120 | 39999.996 |  |  |  |  | 1992
947 | 47-000-xx | JP | Motobu Town, Kunigami District | 905-0209 | Kitasato 202 | Cleaning facility Nakijin village | 47 Okinawa Prefecture |  | Okinawa Motobu | 2 | 120 | 39999.996 |  |  |  |  | 1998
1303 | 47-208-01 | JP | Urasoe | 901-2128 | 1-8-1 Inanse | Clean Center Urasoe | 47 Okinawa Prefecture |  | Clean Center Urasoe | 3 | 165.5 | 55166.6611 |  |  |  |  | 2002
967 | 47-209-01 | JP | Nago City | 905-0006 | 1710-3 Umusa | Environmental Center Nago City | 47 Okinawa Prefecture |  | Center Nago | 2 | 40 | 13333.332 |  |  |  |  | 1978 | [12 empty] | 0.31
710 | 47-315-01 | JP | Ie Island, Kunigami District | 905-0501 | 2788 Higashieue | E & C Center | 47 Okinawa Prefecture |  | Ie island E&C Center | 1 | 7 | 2333.3331 |  |  |  |  | 2003 | [12 empty] | 0.0013
711 | 47-359-01 | JP | Iheya Island, Shimajiri District | 905-0701 | 3225 Dana | Clean Center Village Iheya | 47 Okinawa Prefecture |  | Iheya Island Center | 1 | 3 | 999.9999 |  |  |  |  | 2005 | [12 empty] | 0.22
1046 | 47-803-03 | JP | Okinawa City | 904-2141 | Ikehara 3394 | Ikehara Ecotopia | 47 Okinawa Prefecture | http://www.kurahama.or.jp/ | Okinawa Ikehara | 3 | 309 | 102999.9897 |  |  |  |  | 2010
742 | 47-808-01 | JP | Itoman-Tomigusuku | 901-0353 | 74-1 Tsukazato | Cleaning Center Tomigusuku Itoman | 47 Okinawa Prefecture |  | Clean Center Itoman | 2 | 200 | 69000 | 32 |  |  |  | 1998
878 | 47-829-01 | JP | Kunigami, Kunigami District | 905-1411 | 479-1 Hentona | Environmental center Kunigami | 47 Okinawa Prefecture |  | Kunigami Center | 2 | 15 | 4999.9995 |  |  |  |  | 1983
760 | 47-839-01 | JP | Kadena, Nakagami District | 904-0201 | 242-1 Kudoku | Center for Environmental Beautification civil service union Hijagawa | 47 Okinawa Prefecture |  | Hijagawa Center Okinawa | 2 | 70 | 23333.331 |  |  |  |  | 1998
1305 | 47-840-04 | JP | Uruma City | 904-2205 | Enobi, 1211-6 | Environmental Clean Center Mishima | 47 Okinawa Prefecture |  | Clean Center Mishima | 2 | 166 | 55333.3278 |  |  |  |  | 2010
975 | 47-842-01 | JP | Naha-Okinawa | 901-1105 | 650 Haebaru Naha | Clean Center Naha Haebaru | 47 Okinawa Prefecture |  | clean Center Haeburu | 5 | 502 | 167333.3166 |  |  |  |  | 2006
[9 empty] | Number of lines in this overview | 1790
[9 empty] | Total capacity/day |  | 179731.54
|  |  | Final check |  |  | Interesting Plant or location |  |  | Total capacity/year |  |  | 60135207.5207
[9 empty] | Maximum capacity |  | 1800 | 600000
[9 empty] | Average | 2.1671 |  | 72891.1606